## Model Inputs
No. | Type | Parameter | Description | Units | 0 | 1 | 2 | 3 | 4 | 5 | 6 | 7 | 8 | 9 | 10 | 11 | 12 | 13 | 14 | 15 | 16 | 17 | 18 | 19
1 | General Description | Site Location | Site reference | - | Bergkamen | Bergkamen | Bergkamen | Bergkamen | Bergkamen | Bergkamen | Bergkamen | Bergkamen | Bergkamen | Bergkamen | Bergkamen | Bergkamen | Bergkamen | Bergkamen | Bergkamen | Bergkamen | Bergkamen | Bergkamen | Bergkamen | Bergkamen
2 |  | Building | Building reference | - | AWB (A051) | CVT (B101) | QCB (C078) | PUF (D105) | PUE (D232) | PUE (D232) | PUA (B105) | PUA (B105) | PUB (C105) | C119 | ZKA (C131) | MB (B024) | ZFL (B302) | Kaue (B081) | PUF (D105) | PUA (B105) | PUA (B105) | QCB (C064) | DF (A917) | Betr. Lab (C169)
3 |  | AHU | Air Handling Unit Reference | - | Zu- und Abluft Technikum (Ausbildungsbetriebsbereich) | Zu- und Abluft (Gebäude für Abgasnachverbrennung) | Zu- und Abluft (Laborgebäude Laborräume) | Zu- und Abluft (Laborräume) | Zu- und Abluft (Elektroräume) | Zu- und Abluft (Betriebsbereich) | Zu- und Abluft (Betriebsbereich und Laborräume) | Zu- und Abluft Cx,Cy (Betriebsbereich) | TA460 A1010 und A1011 (Betriebsbereich) | Besprechungs-/ Sozialräume | Gebäudelüftung der Zentralen Kälteanlage | Zu- und Abluft (Betriebsbereich) | Zu- und Abluft (Lagerfläche) | Zu- und Abluft (Umkleidebereich) | Zu- und Abluft (Betriebsbereich) | Zu- und Abluft (Reinraum EG Finishbereich) | Zu- und Abluft (Reinraum 2. OG) | Zu- und Abluft (Laborräume) | Zu- und Abluft (Klärschlammpressung) | Zu- und Abluft (Laborgebäude Laborräume)
4 | Room | Room Area |  | m² | 296.8121 | 875.612 | 903.497 | 286.04 | 328.2 | 2532.79 | 204.79 | 2232.98 | 2410.95 | 300.59 | 208.86 | 1748 | 4675.973 | 735.87 | 522.2 | 385.65 | 37.9591 | 445.26 | 165.9426 | 87.19
5 |  | Room Height |  | m | 8.52 | 13.95 | 3.3 | 2.8 | 3.7 | 3.7 | 3.72 | 5.17 | 3.92 | 3.1 | 11.15 | 4.24 | 6.02 | 3 | 7.86 | 4.7 | 4.7 | 4.05 | 9.6 | 3
6 |  | Room Cleanliness Class |  | - | Unclassified | Unclassified | Unclassified | Unclassified | Unclassified | Unclassified | Unclassified | Unclassified | Unclassified | Unclassified | Unclassified | Unclassified | Unclassified | Unclassified | Unclassified | D | D | Unclassified | Unclassified | Unclassified
7 | HVAC Modules | HVAC Module 1 |  | - | Preheating Coil | Preheating Coil | Run Around Coil | Preheating Coil | Preheating Coil | Preheating Coil | Preheating Coil | Preheating Coil | Preheating Coil | Preheating Coil | Preheating Coil | Preheating Coil | Mixing Box | Preheating Coil | Preheating Coil | Preheating Coil | Preheating Coil | Preheating Coil | Preheating Coil | Preheating Coil
8 |  | HVAC Module 2 |  | - | Heating Coil | Heating Coil | Preheating Coil | Heating Coil | Heating Coil | Heating Coil | Heating Coil | Heating Coil | Heating Coil | Heating Coil | Heating Coil | Heating Coil | Preheating Coil | Heating Coil | Heating Coil | Heating Coil | Heating Coil | Heating Coil | Heating Coil | Heating Coil
9 |  | HVAC Module 3 |  | - |  |  | Heating Coil | Cooling Coil |  |  | Cooling Coil | [5 empty] | Heating Coil |  |  | Cooling Coil | Cooling Coil | Cooling Coil |  | Cooling Coil
10 |  | HVAC Module 4 |  | - | [12 empty] | Cooling Coil |  |  |  |  | Humidifier (Steam)
11 |  | HVAC Module 5 |  | -
12 |  | HVAC Module 6 |  | -
13 |  | HVAC Module 7 |  | -
14 |  | HVAC Module 8 |  | -
15 |  | HVAC Module 9 |  | -
16 |  | HVAC Module 10 |  | -
17 | Air Flow | Supply Airflow |  | m³/s | 7.7778 | 9.4444 | 14.4444 | 3.8889 | 4.4444 | 5.1389 | 2.5 | 3.0556 | 2 | 1.1111 | 12.2222 | 16.6667 | 33.3333 | 4.4444 | 0.88 | 1.74 | 1.3889 | 12.666 | 2.9166 | 1.94
18 |  | Return Airflow |  | m³/s | 8.6111 | 9.4444 | 22.2222 | 3.8889 | 5.5556 | 5.1389 | 2.5 | 3.0556 | 2 | 1.1111 | 12.2222 | 16.6667 | 33.3333 | 4.4444 | 0.972 | 1.71 | 1.3889 | 11.88 | 2.92 | 2.08
19 |  | Air Changes | Air Changes per Hour calculated |  | 11.0723 | 2.7835 | 17.4407 | 17.4801 | 13.1759 | 1.9741 | 11.8138 | 0.95283 | 0.76183 | 4.2926 | 18.8939 | 8.0955 | 4.263 | 7.2477 | 0.77184 | 3.4559 | 28.0259 | 25.2856 | 6.591 | 26.7003
20 | Mixing | Minimum Fresh Air Percentage |  |  | 100% | 100% | 100% | 100% | 100% | 100% | 100% | 100% | 100% | 100% | 100% | 100% | 50% | 100% | 100% | 100% | 100% | 100% | 100% | 100%
21 |  | Active Mixing | See Note 1 |  | No | No | No | No | No | No | No | No | No | No | No | No | Yes | No | No | No | No | No | No | No
22 | Heat Recovery | Heat Recovery Efficiency (S) | See Note 2 | Sensible | 70% | 70% | 70% | 70% | 70% | 70% | 70% | 70% | 70% | 70% | 70% | 70% | 70% | 70% | 70% | 70% | 70% | 70% | 70% | 70%
23 | Fan Power | Supply Fan Total Static Pressure | See Note 3 | Pascals | 1100 | 1100 | 1100 | 1100 | 1100 | 1100 | 1100 | 1100 | 1100 | 1100 | 1100 | 1100 | 1100 | 1100 | 1100 | 1100 | 1100 | 1100 | 1100 | 1100
24 |  | Supply Fan Efficiency | See Note 4 |  | 70% | 70% | 70% | 70% | 70% | 70% | 70% | 70% | 70% | 70% | 70% | 70% | 70% | 70% | 70% | 70% | 70% | 70% | 70% | 70%
25 |  | Return Fan Total Static Pressure | See Note 3 | Pascals | 900 | 900 | 900 | 900 | 900 | 900 | 900 | 900 | 900 | 900 | 900 | 900 | 900 | 900 | 900 | 900 | 900 | 900 | 900 | 900
26 |  | Return Fan Efficiency | See Note 4 |  | 70% | 70% | 70% | 70% | 70% | 70% | 70% | 70% | 70% | 70% | 70% | 70% | 70% | 70% | 70% | 70% | 70% | 70% | 70% | 70%
27 | Settings | Preheat Temperature Setpoint - Tdb | See Note 5 | °C dry bulb | 15 | 15 | 15 | 15 | 15 | 15 | 15 | 15 | 15 | 15 | 10 | 15 | 15 | 15 | 15 | 15 | 15 | 15 | 15 | 15
28 |  | Average Cooling Coil Temperature - Tdb | See Note 6 | °C dry bulb | 9 | 9 | 9 | 9 | 9 | 9 | 9 | 9 | 9 | 9 | 9 | 9 | 9 | 9 | 9 | 9 | 9 | 9 | 9 | 9
29 | 1 Setpoint summer (April - September) | Room Temperature Setpoint | The setpoint no. 1 values are applied to months April - September |  | 21.5 | 23 | 21 | 21 | 22 | 22 | 21 | 22 | 22 | 23 | 22 | 22 | 21 | 23 | 21.5 | 23 | 21 | 21 | 20 | 21
30 |  | Room Temperature Lower Band |  |  | 19.5 | 21 | 19 | 19 | 20 | 20 | 19 | 20 | 20 | 21 | 20 | 20 | 19 | 21 | 19.5 | 21 | 19 | 19 | 18 | 19
31 |  | Room Temperature Upper Band |  |  | 23.5 | 25 | 23 | 23 | 24 | 24 | 23 | 24 | 24 | 25 | 24 | 24 | 23 | 25 | 23.5 | 25 | 23 | 23 | 22 | 23
32 |  | Room Humidity Setpoint |  |  | 50% | 50% | 50% | 50% | 50% | 50% | 50% | 50% | 50% | 50% | 50% | 50% | 50% | 50% | 50% | 50% | 50% | 50% | 50% | 50%
33 |  | Room Humidity Lower Band |  |  | 0% | 0% | 0% | 0% | 0% | 0% | 0% | 0% | 0% | 0% | 0% | 0% | 0% | 0% | 0% | 0% | 0% | 0% | 0% | 0%
34 |  | Room Humidity Upper Band |  |  | 100% | 100% | 100% | 100% | 100% | 100% | 100% | 100% | 100% | 100% | 100% | 100% | 100% | 100% | 100% | 100% | 100% | 100% | 100% | 100%
35 | 2 Setpoint winter (October - March) | Room Temperature Setpoint | The setpoint no. 2 values are applied to months October - March |  | 21.5 | 21.5 | 21.5 | 21.5 | 21.5 | 21.5 | 21.5 | 21.5 | 21.5 | 21.5 | 21.5 | 21.5 | 21.5 | 21.5 | 21.5 | 21.5 | 21.5 | 21.5 | 20 | 21.5
36 |  | Room Temperature Lower Band |  |  | 19.5 | 19.5 | 19.5 | 19.5 | 19.5 | 19.5 | 19.5 | 19.5 | 19.5 | 19.5 | 19.5 | 19.5 | 19.5 | 19.5 | 19.5 | 19.5 | 19.5 | 19.5 | 18 | 19.5
37 |  | Room Temperature Upper Band |  |  | 23.5 | 23.5 | 23.5 | 23.5 | 23.5 | 23.5 | 23.5 | 23.5 | 23.5 | 23.5 | 23.5 | 23.5 | 23.5 | 23.5 | 23.5 | 23.5 | 23.5 | 23.5 | 22 | 23.5
38 |  | Room Humidity Setpoint |  |  | 50% | 50% | 50% | 50% | 50% | 50% | 50% | 50% | 50% | 50% | 50% | 50% | 50% | 50% | 50% | 50% | 50% | 50% | 50% | 50%
39 |  | Room Humidity Lower Band |  |  | 0% | 0% | 0% | 0% | 0% | 0% | 0% | 0% | 0% | 0% | 0% | 0% | 0% | 0% | 0% | 0% | 0% | 30% | 0% | 30%
40 |  | Room Humidity Upper Band |  |  | 100% | 100% | 100% | 100% | 100% | 100% | 100% | 100% | 100% | 100% | 100% | 100% | 100% | 100% | 100% | 100% | 100% | 65% | 100% | 65%
41 | 3 Setpoint Platzhalter | Room Temperature Setpoint | The setpoint no. 3 values are applied to months October - March
42 |  | Room Temperature Lower Band
43 |  | Room Temperature Upper Band
44 |  | Room Humidity Setpoint
45 |  | Room Humidity Lower Band
46 |  | Room Humidity Upper Band
47 | Profile | Sensible gains (Heat) | Defines internal heat loads in the room (e.g., people, light, equipment) |  | ISO 7 Cleanroom (45.8 W/m²) | ISO 7 Cleanroom (45.8 W/m²) | ISO 7 Cleanroom (45.8 W/m²) | ISO 7 Cleanroom (45.8 W/m²) | ISO 7 Cleanroom (45.8 W/m²) | ISO 7 Cleanroom (45.8 W/m²) | ISO 7 Cleanroom (45.8 W/m²) | No gains (0 W/m²) | No gains (0 W/m²) | Office area (39.5 W/m²) | ISO 7 Cleanroom (45.8 W/m²) | ISO 7 Cleanroom (45.8 W/m²) | GMP Warehouse (19.5 W/m²) | Office area (39.5 W/m²) | ISO 7 Cleanroom (45.8 W/m²) | ISO 7 Cleanroom (45.8 W/m²) | ISO 7 Cleanroom (45.8 W/m²) | Office area (39.5 W/m²) | GMP Warehouse (19.5 W/m²) | Office area (39.5 W/m²)
48 | Profile | Latent gains (Steam) | Defines internal moisture loads in the room (e.g., peoples breath, steam equipment) |  | ISO 7 Cleanroom (6.3 W/m²) | ISO 7 Cleanroom (6.3 W/m²) | ISO 7 Cleanroom (6.3 W/m²) | ISO 7 Cleanroom (6.3 W/m²) | ISO 7 Cleanroom (6.3 W/m²) | ISO 7 Cleanroom (6.3 W/m²) | ISO 7 Cleanroom (6.3 W/m²) | No gains (0 W/m²) | No gains (0 W/m²) | Office area (12.5 W/m²) | ISO 7 Cleanroom (6.3 W/m²) | ISO 7 Cleanroom (6.3 W/m²) | GMP Warehouse (4.2 W/m²) | Office area (12.5 W/m²) | ISO 7 Cleanroom (6.3 W/m²) | ISO 7 Cleanroom (6.3 W/m²) | ISO 7 Cleanroom (6.3 W/m²) | Office area (12.5 W/m²) | GMP Warehouse (4.2 W/m²) | Office area (12.5 W/m²)
49 | Profile | Hours of operation / Part load operation | Defines when the AHU is operating (e.g., always on = every time 100% air flow rate) |  | Always on | Always on | Always on | Always on | Always on | Always on | Always on | Always on | Always on | Always on | Always on | Always on | Always on | Always on | Always on | Always on | Always on | Always on | Always on | Always on
Notes
Note 1 | Active mixing is a function only applicable when a mixing box is specified, if active mixing is set to yes the mixing box will modulate between the minimum fresh air % and 100% fresh air
Note 2 | Where heat recovery is specified the efficiency of the heat recovery must be specified. Typical values are as follows, thermal wheel = 79%, plate heat exchanger = 79%, run arund coils = 69%
Note 3 | The fan total static pressure is the system total static pressure i.e. total static pressure = (the pressure drop in the AHU + pressure drop of the ductwork)
Note 4 | The fan efficiency is used with the pressure drop to estimate fan power. A typical fan efficiency would be 70%
Note 5 | Where a preheat coil is specified as a module in the system this is the temperature to which the preheat coil will preheat
Note 6 | Used to determine the Apparatus dew point, this will be the average coil temperature i.e. chilled water flow 6oC and chilled water return 6oC would result in an average coil temperature of 9°C
Note 7
Note 8
Note 9
Note 10
Possible Values
|  | HVAC Module | hours of operation |  | sensible gains |  | latent gains
|  | Blank | Always on |  | ISO 5 Cleanroom (56.3W/m²) |  | ISO 5 Cleanroom (7.1 W/m²)
|  | Thermal Wheel | Always on, Sat&Sun off |  | ISO 7 Cleanroom (45.8 W/m²) |  | ISO 7 Cleanroom (6.3 W/m²)
|  | Mixing Box | Always on, Sat&Sun halfpower |  | ISO 8 Cleanroom (40.8 W/m²) |  | ISO 8 Cleanroom (6.3 W/m²)
|  | Run Around Coil | Daytime on, Nighttime off, Sat&Sun off |  | GMP Warehouse (19.5 W/m²) |  | GMP Warehouse (4.2 W/m²)
|  | Plate Heat Exchanger | Daytime on, Nighttime halfpower, Sat&Sun half power |  | Office area (39.5 W/m²) |  | Office area (12.5 W/m²)
|  | Preheating Coil | Daytime on, Nighttime halfpower, Sat&Sun off |  | No gains (0 W/m²) |  | No gains (0 W/m²)
Heating Coil
Cooling Coil
Humidifier (Steam)
Humidifier (Spray)
Note on G31: [Threaded comment] Your version of Excel allows you to read this threaded comment; however, any edits to it will get removed if the file is opened in a newer version of Excel. Learn more: https://go.microsoft.com/fwlink/?linkid=870924 Comment: auf +-2 K Deadband angepasst

## Weather Data
Location |  | Cork Airport
Hour | Dry_Bulb_Temperature(°C) | Relative_Humidity(%)
1 | 0.9 | 0.9
2 | 1 | 0.9
3 | 1 | 0.9
4 | 1.1 | 0.88
5 | 1.1 | 0.88
6 | 1.2 | 0.88
7 | 1.4 | 0.89
8 | 1.6 | 0.9
9 | 1.8 | 0.9
10 | 2.1 | 0.9
11 | 2.5 | 0.9
12 | 2.8 | 0.89
13 | 2.9 | 0.88
14 | 2.9 | 0.86
15 | 3 | 0.85
16 | 2.8 | 0.86
17 | 2.6 | 0.86
18 | 2.4 | 0.87
19 | 2 | 0.87
20 | 2 | 0.88
21 | 2 | 0.87
22 | 1.6 | 0.91
23 | 1.2 | 0.95
24 | 0.8 | 0.99
25 | 0.8 | 0.96
26 | 0.8 | 0.93
27 | 0.8 | 0.89
28 | 0.7 | 0.89
29 | 0.7 | 0.89
30 | 0.6 | 0.89
31 | 0.8 | 0.89
32 | 1 | 0.89
33 | 1.2 | 0.9
34 | 1.7 | 0.89
35 | 2.3 | 0.89
36 | 2.8 | 0.88
37 | 2.9 | 0.87
38 | 2.9 | 0.87
39 | 3 | 0.86
40 | 2.8 | 0.87
41 | 2.6 | 0.88
42 | 2.4 | 0.89
43 | 2 | 0.93
44 | 2 | 0.89
45 | 2.1 | 0.88
46 | 2.1 | 0.88
47 | 2 | 0.88
48 | 2 | 0.88
49 | 1.7 | 0.88
50 | 1.3 | 0.88
51 | 1 | 0.88
52 | 0.7 | 0.88
53 | 0.4 | 0.88
54 | 0.1 | 0.88
55 | 0 | 0.88
56 | -0.1 | 0.88
57 | -0.2 | 0.88
58 | 0.2 | 0.87
59 | 0.6 | 0.89
60 | 1 | 0.89
61 | 1.6 | 0.89
62 | 2.3 | 0.89
63 | 2.9 | 0.89
64 | 3 | 0.87
65 | 2.6 | 0.88
66 | 2.2 | 0.89
67 | 1.9 | 0.88
68 | 1.7 | 0.88
69 | 1.4 | 0.88
70 | 1.4 | 0.88
71 | 1.3 | 0.88
72 | 1.3 | 0.88
73 | 0.8 | 0.88
74 | 0.4 | 0.88
75 | -0.1 | 0.88
76 | -0.1 | 0.88
77 | -0.2 | 0.88
78 | -0.2 | 0.88
79 | 0 | 0.85
80 | 0.4 | 0.89
81 | 0.8 | 0.89
82 | 1.6 | 0.89
83 | 2.4 | 0.89
84 | 3.2 | 0.88
85 | 3.5 | 0.86
86 | 3.9 | 0.83
87 | 4.2 | 0.81
88 | 4.5 | 0.58
89 | 4.7 | 0.37
90 | 5 | 0.21
91 | 4.7 | 0.17
92 | 4.3 | 0.17
93 | 4 | 0.21
94 | 1.7 | 0.19
95 | -0.5 | 0.28
96 | -2.8 | 0.33
97 | -3.2 | 0.42
98 | -3.6 | 0.52
99 | -4 | 0.63
100 | -4.5 | 0.66
101 | -5 | 0.77
102 | -7.4 | 0.88
103 | -5.9 | 0.85
104 | -4.3 | 0.82
105 | -2.8 | 0.78
106 | -0.5 | 0.69
107 | 1.9 | 0.58
108 | 4.2 | 0.56
109 | 3.8 | 0.58
110 | 3.3 | 0.66
111 | 2.9 | 0.72
112 | 2 | 0.76
113 | 1.1 | 0.81
114 | 0.2 | 0.86
115 | 0.1 | 0.88
116 | 0.1 | 0.88
117 | 0 | 0.92
118 | 0.1 | 0.92
119 | 0.3 | 0.92
120 | 0.4 | 0.92
121 | 0.3 | 0.92
122 | 0.3 | 0.89
123 | 0.2 | 0.9
124 | 0.3 | 0.9
125 | 0.3 | 0.9
126 | 0.4 | 0.9
127 | 0.5 | 0.91
128 | 0.6 | 0.92
129 | 0.7 | 0.93
130 | 1.1 | 0.9
131 | 1.6 | 0.87
132 | 2 | 0.84
133 | 2.4 | 0.77
134 | 2.8 | 0.68
135 | 3.2 | 0.82
136 | 0.5 | 0.68
137 | -2.3 | 0.83
138 | -5 | 0.96
139 | -6 | 0.99
140 | -7 | 1
141 | -6.8 | 0.95
142 | -7.2 | 0.95
143 | -7.6 | 0.95
144 | -8 | 0.95
145 | -10 | 1
146 | -7.5 | 0.87
147 | -5 | 0.69
148 | -4.6 | 0.66
149 | -4.2 | 0.63
150 | -3.8 | 0.61
151 | -3.9 | 0.63
152 | -4.1 | 0.66
153 | -4.2 | 0.68
154 | -0.8 | 0.65
155 | 2.6 | 0.57
156 | 6 | 0.56
157 | 7 | 0.48
158 | 6 | 0.47
159 | 5.4 | 0.53
160 | 2 | 0.67
161 | -1.5 | 0.75
162 | -5 | 0.91
163 | -4 | 0.92
164 | -3.5 | 0.92
165 | -3 | 0.94
166 | -3 | 0.93
167 | -2.9 | 0.93
168 | -2.9 | 0.92
169 | -2.9 | 0.9
170 | -2.8 | 0.88
171 | -2.8 | 0.87
172 | -4 | 0.89
173 | -5.1 | 0.91
174 | -6.3 | 0.93
175 | -5 | 0.91
176 | -3 | 0.83
177 | -1 | 0.76
178 | 0.1 | 0.67
179 | 1.3 | 0.63
180 | 2.4 | 0.62
181 | 2.6 | 0.56
182 | 2.8 | 0.53
183 | 3 | 0.54
184 | 2.1 | 0.61
185 | 1.1 | 0.72
186 | 0.2 | 0.86
187 | 0.1 | 0.86
188 | 0.1 | 0.87
189 | 0 | 0.9
190 | 0 | 0.9
191 | 0 | 0.91
192 | 0.2 | 0.9
193 | 0.3 | 0.9
194 | 0.3 | 0.9
195 | 0.4 | 0.9
196 | 0.5 | 0.91
197 | 0.7 | 0.91
198 | 0.8 | 0.91
199 | 0.9 | 0.91
200 | 0.9 | 0.9
201 | 1 | 0.89
202 | 1.6 | 0.89
203 | 2.2 | 0.88
204 | 2.8 | 0.88
205 | 2.7 | 0.88
206 | 2.7 | 0.88
207 | 2.6 | 0.88
208 | 1.9 | 0.86
209 | 1.3 | 0.81
210 | 0.6 | 0.8
211 | -1 | 0.84
212 | -2.6 | 0.89
213 | -4.2 | 0.93
214 | -4.6 | 0.93
215 | -5 | 0.93
216 | -5.4 | 0.93
217 | -5.6 | 0.93
218 | -5.8 | 0.93
219 | -6 | 0.93
220 | -5.5 | 0.92
221 | -4.9 | 0.92
222 | -4.4 | 0.92
223 | -4.7 | 1
224 | -5 | 0.92
225 | -1.8 | 0.9
226 | 1.1 | 0.73
227 | 4 | 0.81
228 | 3.8 | 0.67
229 | 3.7 | 0.7
230 | 3.5 | 0.74
231 | 3.4 | 0.77
232 | 1.6 | 0.81
233 | -0.2 | 0.86
234 | -2 | 0.91
235 | -2.6 | 0.93
236 | -3.2 | 0.95
237 | -3.8 | 0.97
238 | -3.3 | 0.96
239 | -2.9 | 0.95
240 | -2.4 | 0.93
241 | -3 | 0.92
242 | -2 | 0.98
243 | -1 | 0.94
244 | -2.2 | 0.95
245 | -3.3 | 0.97
246 | -4.5 | 0.97
247 | -3.7 | 0.97
248 | -3 | 0.97
249 | -2.2 | 0.96
250 | -1.1 | 0.93
251 | -0.1 | 0.9
252 | 1 | 0.88
253 | 1.2 | 0.85
254 | 1.3 | 0.85
255 | 1.5 | 0.84
256 | 1.2 | 0.86
257 | 1 | 0.86
258 | 1 | 0.89
259 | 0.7 | 0.91
260 | 0.3 | 0.92
261 | 0 | 0.94
262 | -0.9 | 0.97
263 | -1.8 | 1
264 | -2.6 | 1
265 | -4.1 | 1
266 | -4.7 | 1
267 | -5.3 | 1
268 | -6 | 1
269 | -7 | 1
270 | -6 | 0.97
271 | -3.9 | 0.95
272 | -1.9 | 0.9
273 | 0.2 | 0.86
274 | 2.5 | 0.74
275 | 4.7 | 0.67
276 | 7 | 0.6
277 | 7.4 | 0.54
278 | 7.8 | 0.49
279 | 8.2 | 0.44
280 | 7.1 | 0.42
281 | 5.9 | 0.41
282 | 4.8 | 0.43
283 | 2.4 | 0.48
284 | 0 | 0.58
285 | -2.4 | 0.78
286 | -3.3 | 0.81
287 | -4.3 | 0.85
288 | -5.2 | 0.88
289 | -6.1 | 0.91
290 | -7.1 | 0.94
291 | -8 | 0.97
292 | -7 | 1
293 | -6.5 | 0.96
294 | -6 | 0.97
295 | -4.9 | 0.94
296 | -3.7 | 0.9
297 | -2.6 | 0.87
298 | -0.5 | 0.82
299 | 1.7 | 0.76
300 | 3.8 | 0.74
301 | 3.8 | 0.73
302 | 3.8 | 0.74
303 | 6 | 0.6
304 | 4.3 | 0.67
305 | 2.7 | 0.74
306 | 1 | 0.82
307 | 0.5 | 0.81
308 | 0 | 0.84
309 | -2 | 0.96
310 | -2.4 | 0.97
311 | -2.9 | 0.98
312 | -3.3 | 0.98
313 | -3.6 | 0.98
314 | -3.9 | 0.98
315 | -4.2 | 0.97
316 | -4.8 | 0.98
317 | -5.4 | 0.98
318 | -6 | 0.97
319 | -5.5 | 0.97
320 | -5.1 | 0.96
321 | -4.6 | 0.96
322 | -0.8 | 0.83
323 | 3 | 0.71
324 | 6.8 | 0.63
325 | 6.9 | 0.64
326 | 7 | 0.52
327 | 10 | 0.53
328 | 7.3 | 0.63
329 | 4.5 | 0.75
330 | 1.8 | 0.89
331 | 0.8 | 0.91
332 | -0.2 | 0.93
333 | -1.2 | 0.96
334 | -1.8 | 0.96
335 | -2.4 | 0.96
336 | -3 | 0.95
337 | -2.4 | 0.96
338 | -1.7 | 0.96
339 | -1.1 | 0.96
340 | -2.5 | 0.97
341 | -3.8 | 0.98
342 | -5.2 | 0.97
343 | -4.1 | 0.94
344 | -3.1 | 0.91
345 | -2 | 0.88
346 | 2.4 | 0.61
347 | 6.8 | 0.45
348 | 11.2 | 0.36
349 | 11.3 | 0.35
350 | 11.5 | 0.34
351 | 11.6 | 0.33
352 | 9.8 | 0.33
353 | 8 | 0.38
354 | 7 | 0.37
355 | 4.2 | 0.4
356 | 1.4 | 0.47
357 | -1.4 | 0.62
358 | -2.3 | 0.7
359 | -3.1 | 0.79
360 | -4 | 0.9
361 | -3.3 | 0.88
362 | -2.7 | 0.86
363 | -2 | 0.85
364 | -1.9 | 0.83
365 | -1.8 | 0.82
366 | -1.7 | 0.8
367 | -1.6 | 0.79
368 | -1.5 | 0.78
369 | -1.4 | 0.76
370 | 1.7 | 0.6
371 | 4.9 | 0.51
372 | 8 | 0.45
373 | 8.7 | 0.41
374 | 9.3 | 0.36
375 | 10 | 0.34
376 | 7.8 | 0.38
377 | 5.7 | 0.44
378 | 3.5 | 0.55
379 | 4 | 0.46
380 | 4.5 | 0.4
381 | 5 | 0.38
382 | 4.8 | 0.34
383 | 4.5 | 0.34
384 | 4.3 | 0.37
385 | 1.9 | 0.39
386 | -0.6 | 0.52
387 | -3 | 0.62
388 | -4 | 0.69
389 | -5 | 0.77
390 | -6 | 0.86
391 | -5.3 | 0.86
392 | -4.5 | 0.85
393 | -3.8 | 0.85
394 | 0.1 | 0.6
395 | 3.9 | 0.49
396 | 7.8 | 0.41
397 | 7.9 | 0.36
398 | 7.9 | 0.33
399 | 8 | 0.32
400 | 5.7 | 0.33
401 | 3.3 | 0.36
402 | 1 | 0.46
403 | -0.7 | 0.56
404 | -2.3 | 0.69
405 | -4 | 0.85
406 | -4.6 | 0.87
407 | -5.2 | 0.9
408 | -5.8 | 0.93
409 | -6 | 0.93
410 | -6.2 | 0.94
411 | -6.4 | 0.95
412 | -6.9 | 0.97
413 | -7.3 | 0.98
414 | -7.8 | 1
415 | -5 | 0.92
416 | -4.1 | 0.88
417 | -3.2 | 0.88
418 | 0.9 | 0.58
419 | 5 | 0.46
420 | 4.8 | 0.46
421 | 4.9 | 0.41
422 | 4.9 | 0.41
423 | 5 | 0.43
424 | 3.4 | 0.45
425 | 1.7 | 0.52
426 | 0.1 | 0.58
427 | -1.5 | 0.72
428 | -3.2 | 0.83
429 | -4.8 | 0.96
430 | -4.8 | 0.96
431 | -4.7 | 0.97
432 | -4.7 | 0.97
433 | -3.8 | 0.94
434 | -3 | 0.9
435 | -2.1 | 0.87
436 | -2.4 | 0.87
437 | -2.6 | 0.88
438 | -2.9 | 0.89
439 | -1.9 | 0.87
440 | -1 | 0.85
441 | 0 | 0.83
442 | 2.7 | 0.77
443 | 5.3 | 0.72
444 | 8 | 0.66
445 | 7.3 | 0.66
446 | 6.7 | 0.67
447 | 6 | 0.67
448 | 5.1 | 0.71
449 | 4.1 | 0.75
450 | 3.2 | 0.8
451 | 2.8 | 0.83
452 | 2.4 | 0.87
453 | 2 | 0.9
454 | 2 | 0.92
455 | 2 | 0.93
456 | 2 | 0.94
457 | 2.1 | 0.94
458 | 2.1 | 0.94
459 | 2.2 | 0.94
460 | 1.1 | 0.95
461 | 0.1 | 0.96
462 | -1 | 0.98
463 | -0.3 | 0.97
464 | 0.3 | 0.97
465 | 1 | 0.96
466 | 4.5 | 0.82
467 | 8 | 0.66
468 | 8.9 | 0.7
469 | 9.8 | 0.7
470 | 10.7 | 0.7
471 | 11.6 | 0.7
472 | 8.3 | 0.76
473 | 5.1 | 0.81
474 | 1.8 | 0.84
475 | 0.7 | 0.85
476 | -0.3 | 0.87
477 | -1.4 | 0.9
478 | -1.4 | 0.83
479 | -1.4 | 0.77
480 | -1.4 | 0.71
481 | -1.7 | 0.75
482 | -2.1 | 0.8
483 | -2.4 | 0.84
484 | -2.9 | 0.87
485 | -3.3 | 0.9
486 | -3.8 | 0.93
487 | -3.9 | 1
488 | -4 | 0.92
489 | -1.4 | 0.94
490 | 2.1 | 0.76
491 | 5.7 | 0.62
492 | 9.2 | 0.53
493 | 8.5 | 0.57
494 | 7.7 | 0.62
495 | 7 | 0.67
496 | 4.7 | 0.76
497 | 2.3 | 0.86
498 | 0 | 0.98
499 | -0.5 | 0.98
500 | -0.9 | 0.98
501 | -1.4 | 0.98
502 | -1.2 | 0.97
503 | -0.9 | 0.97
504 | -0.7 | 0.97
505 | -0.5 | 0.97
506 | -0.2 | 0.96
507 | 0 | 0.96
508 | 0.4 | 0.95
509 | 0.8 | 0.94
510 | 1.2 | 0.93
511 | 1.3 | 0.92
512 | 1.3 | 0.91
513 | 1.4 | 0.9
514 | 3.1 | 0.81
515 | 4.7 | 0.74
516 | 6.4 | 0.67
517 | 6.2 | 0.7
518 | 6 | 0.7
519 | 6.5 | 0.72
520 | 4.2 | 0.81
521 | 2 | 0.87
522 | 0 | 0.98
523 | -0.7 | 0.98
524 | -1.3 | 0.97
525 | -2 | 0.96
526 | -2.3 | 0.96
527 | -2.7 | 0.96
528 | -3 | 0.96
529 | -3 | 0.96
530 | -3 | 0.96
531 | -3 | 0.96
532 | -2.9 | 0.97
533 | -2.9 | 0.98
534 | -2.8 | 0.98
535 | -1.9 | 0.98
536 | -0.9 | 0.97
537 | 0 | 0.96
538 | 0.6 | 0.95
539 | 1.2 | 0.93
540 | 1.8 | 0.92
541 | 1.9 | 0.92
542 | 2 | 0.93
543 | 2 | 0.92
544 | 1.9 | 0.93
545 | 1.9 | 0.94
546 | 1.8 | 0.95
547 | 1.7 | 0.95
548 | 1.5 | 0.95
549 | 1.4 | 0.95
550 | 1.3 | 0.95
551 | 1.3 | 0.95
552 | 1.2 | 0.95
553 | 1 | 1
554 | 1 | 0.96
555 | 1 | 0.95
556 | 1.1 | 0.96
557 | 1.3 | 0.96
558 | 1.4 | 0.95
559 | 1.7 | 0.96
560 | 1.9 | 0.96
561 | 2.2 | 0.95
562 | 3.1 | 0.89
563 | 4.1 | 0.84
564 | 5 | 0.79
565 | 5.8 | 0.68
566 | 6.6 | 0.58
567 | 7.4 | 0.49
568 | 5 | 0.65
569 | 3 | 0.68
570 | 2 | 0.63
571 | 3.1 | 0.54
572 | 4.1 | 0.5
573 | 5.2 | 0.48
574 | 4.4 | 0.41
575 | 3.6 | 0.37
576 | 2.8 | 0.36
577 | 2.6 | 0.3
578 | 2.3 | 0.3
579 | 2.1 | 0.34
580 | -0.3 | 0.42
581 | -2.6 | 0.54
582 | -5 | 0.69
583 | -2.3 | 0.68
584 | 0.3 | 0.62
585 | 3 | 0.63
586 | 4.6 | 0.47
587 | 6.2 | 0.35
588 | 7.8 | 0.29
589 | 8 | 0.2
590 | 7 | 0.2
591 | 6.5 | 0.19
592 | 4.7 | 0.17
593 | 2.8 | 0.19
594 | 1 | 0.27
595 | 1.1 | 0.27
596 | 1.1 | 0.32
597 | 1.2 | 0.42
598 | 0.9 | 0.38
599 | 0.7 | 0.39
600 | 0.4 | 0.46
601 | -0.8 | 0.52
602 | -2 | 0.61
603 | -3.5 | 0.72
604 | -4.2 | 0.75
605 | -4.8 | 0.78
606 | -5.5 | 0.81
607 | -3.8 | 0.81
608 | -2.1 | 0.8
609 | -0.4 | 0.77
610 | 2.1 | 0.52
611 | 4.5 | 0.36
612 | 7 | 0.28
613 | 7 | 0.22
614 | 7 | 0.2
615 | 7 | 0.21
616 | 4.3 | 0.2
617 | 1.5 | 0.22
618 | -1.2 | 0.31
619 | -2.1 | 0.39
620 | -2.9 | 0.47
621 | -3.8 | 0.57
622 | -3 | 0.6
623 | -4.8 | 0.62
624 | -6.6 | 0.73
625 | -6.4 | 0.75
626 | -6.2 | 0.77
627 | -6 | 0.78
628 | -6.5 | 0.8
629 | -6.9 | 0.81
630 | -7.4 | 0.82
631 | -4.2 | 0.72
632 | -1 | 0.71
633 | -1 | 0.7
634 | 1 | 0.48
635 | 3 | 0.36
636 | 5 | 0.3
637 | 5 | 0.27
638 | 5.1 | 0.28
639 | 5.1 | 0.32
640 | 2.6 | 0.37
641 | 0.2 | 0.48
642 | -2.3 | 0.69
643 | -5 | 0.85
644 | -6 | 0.91
645 | -7 | 0.97
646 | -7.4 | 0.98
647 | -7.7 | 0.98
648 | -8.1 | 0.97
649 | -8.2 | 0.97
650 | -8.2 | 0.97
651 | -8.3 | 0.97
652 | -8.8 | 0.98
653 | -9.3 | 0.98
654 | -9.8 | 0.97
655 | -7.9 | 0.96
656 | -6 | 0.93
657 | -4.2 | 0.89
658 | -1.5 | 0.68
659 | 1.1 | 0.48
660 | 3.8 | 0.41
661 | 3 | 0.44
662 | 2.8 | 0.41
663 | 2.6 | 0.46
664 | 1.8 | 0.47
665 | 1 | 0.57
666 | 0.2 | 0.63
667 | -0.2 | 0.68
668 | -0.6 | 0.75
669 | -1 | 0.81
670 | -1 | 0.86
671 | -1 | 0.91
672 | -1 | 0.96
673 | -1 | 0.95
674 | -1 | 0.92
675 | -1.2 | 0.96
676 | -1.2 | 0.96
677 | -1.2 | 0.96
678 | -1.2 | 0.96
679 | -1.1 | 0.96
680 | -0.9 | 0.96
681 | -0.8 | 0.96
682 | -0.5 | 0.95
683 | -0.3 | 0.93
684 | 0 | 0.92
685 | 0.5 | 0.9
686 | 1 | 0.86
687 | 0.8 | 0.91
688 | 0.6 | 0.92
689 | 0.4 | 0.93
690 | 0.2 | 0.94
691 | 0.2 | 0.94
692 | 0.2 | 0.94
693 | 0.2 | 0.94
694 | 0.3 | 0.95
695 | 0.3 | 0.96
696 | 0.4 | 0.96
697 | 0.3 | 0.96
698 | 0.3 | 0.96
699 | 0.2 | 0.96
700 | 0.4 | 0.96
701 | 0.6 | 0.95
702 | 0.8 | 0.95
703 | 0.8 | 0.95
704 | 0.9 | 0.94
705 | 1 | 0.94
706 | 1 | 0.94
707 | 1 | 0.93
708 | 1.1 | 0.93
709 | 1 | 0.93
710 | 1 | 0.93
711 | 0.9 | 0.93
712 | 0.9 | 0.93
713 | 1 | 0.93
714 | 1 | 0.93
715 | 1.1 | 0.93
716 | 1.1 | 0.93
717 | 1.2 | 0.93
718 | 1.5 | 0.92
719 | 1.9 | 0.91
720 | 2.2 | 0.9
721 | 2.2 | 0.91
722 | 2.1 | 0.92
723 | 2.1 | 0.94
724 | 2.7 | 0.93
725 | 3.4 | 0.92
726 | 4 | 0.91
727 | 4.1 | 0.9
728 | 4.3 | 0.89
729 | 4.4 | 0.88
730 | 4.1 | 0.9
731 | 3.7 | 0.92
732 | 3.4 | 0.94
733 | 2.5 | 0.94
734 | 1.7 | 0.95
735 | 0.8 | 0.95
736 | 0.9 | 0.95
737 | 0.9 | 0.95
738 | 1 | 0.95
739 | 1.1 | 0.94
740 | 1.2 | 0.93
741 | 1.2 | 0.93
742 | 1 | 0.92
743 | 0.7 | 0.9
744 | 0.2 | 0.87
745 | -0.2 | 0.84
746 | -0.5 | 0.82
747 | -0.4 | 0.81
748 | -0.2 | 0.81
749 | 0.2 | 0.81
750 | 0.5 | 0.82
751 | 0.9 | 0.81
752 | 0.9 | 0.81
753 | 1 | 0.83
754 | 2 | 0.72
755 | 2.5 | 0.63
756 | 3 | 0.59
757 | 3 | 0.53
758 | 3 | 0.5
759 | 3 | 0.51
760 | 2.6 | 0.49
761 | 2.2 | 0.51
762 | 1.8 | 0.56
763 | 1.6 | 0.58
764 | 1.4 | 0.64
765 | 1.2 | 0.73
766 | 1.3 | 0.74
767 | 1.4 | 0.79
768 | 1.5 | 0.83
769 | 1.2 | 0.85
770 | 0.9 | 0.88
771 | 0.6 | 0.91
772 | 0.5 | 0.9
773 | 0.4 | 0.89
774 | 0.3 | 0.88
775 | 0 | 0.92
776 | 0.3 | 0.89
777 | 0.6 | 0.87
778 | 0.7 | 0.86
779 | 0.8 | 0.84
780 | 0.9 | 0.85
781 | 0.9 | 0.83
782 | 1 | 0.84
783 | 1 | 0.84
784 | 1 | 0.84
785 | 1.1 | 0.82
786 | 1.1 | 0.84
787 | 1.2 | 0.85
788 | 1.4 | 0.85
789 | 1.5 | 0.86
790 | 1.4 | 0.86
791 | 1.3 | 0.86
792 | 1.2 | 0.84
793 | 1 | 0.86
794 | 0.9 | 0.84
795 | 0.8 | 0.86
796 | 0.9 | 0.84
797 | 0.9 | 0.86
798 | 1 | 0.86
799 | 1.3 | 0.86
800 | 1.7 | 0.86
801 | 2 | 0.87
802 | 2.5 | 0.85
803 | 3.1 | 0.83
804 | 3.6 | 0.82
805 | 4.4 | 0.74
806 | 5.3 | 0.66
807 | 6.1 | 0.59
808 | 4.8 | 0.65
809 | 3.5 | 0.71
810 | 2.2 | 0.78
811 | 1 | 0.78
812 | -0.1 | 0.82
813 | -1.3 | 0.84
814 | -1.2 | 0.84
815 | -1.1 | 0.85
816 | -1 | 0.85
817 | -0.4 | 0.85
818 | 0.2 | 0.83
819 | 0.8 | 0.85
820 | 0.8 | 0.83
821 | 0.8 | 0.83
822 | 0.7 | 0.83
823 | 0.7 | 0.83
824 | 0.7 | 0.83
825 | 0.7 | 0.85
826 | 2.2 | 0.82
827 | 3.8 | 0.79
828 | 5.3 | 0.76
829 | 5.4 | 0.77
830 | 5.4 | 0.79
831 | 5.5 | 0.8
832 | 5.1 | 0.82
833 | 4.6 | 0.84
834 | 4.2 | 0.87
835 | 4.2 | 0.86
836 | 4.3 | 0.86
837 | 4.3 | 0.86
838 | 4 | 0.86
839 | 3.8 | 0.86
840 | 3.5 | 0.85
841 | 3.2 | 0.85
842 | 3 | 0.85
843 | 2.7 | 0.85
844 | 2.6 | 0.85
845 | 2.6 | 0.85
846 | 2.5 | 0.85
847 | 2.4 | 0.83
848 | 2.3 | 0.81
849 | 2.2 | 0.79
850 | 2.5 | 0.77
851 | 2.7 | 0.75
852 | 3 | 0.73
853 | 3.2 | 0.71
854 | 3.3 | 0.69
855 | 3.5 | 0.68
856 | 3 | 0.68
857 | 2.4 | 0.67
858 | 1.9 | 0.7
859 | 0.8 | 0.71
860 | -0.4 | 0.79
861 | -1.5 | 0.85
862 | -1.1 | 0.85
863 | -0.6 | 0.85
864 | -0.2 | 0.85
865 | -0.1 | 0.84
866 | 0 | 0.8
867 | 0.1 | 0.78
868 | 0.3 | 0.76
869 | 0.4 | 0.74
870 | 0.5 | 0.76
871 | 0.6 | 0.69
872 | 0.7 | 0.65
873 | 0.8 | 0.65
874 | 1.2 | 0.53
875 | 1.5 | 0.46
876 | 1.9 | 0.43
877 | 2 | 0.38
878 | 2 | 0.37
879 | 2.1 | 0.4
880 | 1.7 | 0.38
881 | 1.4 | 0.41
882 | 1 | 0.49
883 | 0.7 | 0.47
884 | 0.5 | 0.5
885 | 0.2 | 0.58
886 | -1.1 | 0.62
887 | -2.3 | 0.67
888 | -3.6 | 0.72
889 | -2.9 | 0.75
890 | -2.1 | 0.77
891 | -1.4 | 0.78
892 | -1.3 | 0.73
893 | -1.3 | 0.68
894 | -1.2 | 0.63
895 | -1 | 0.62
896 | -0.7 | 0.61
897 | -0.5 | 0.59
898 | -0.3 | 0.56
899 | -0.1 | 0.52
900 | 0.1 | 0.49
901 | 0.6 | 0.42
902 | 1.2 | 0.41
903 | 1.7 | 0.4
904 | 1.5 | 0.43
905 | 1.3 | 0.46
906 | 1.1 | 0.49
907 | 0.5 | 0.53
908 | -0.2 | 0.62
909 | -0.8 | 0.68
910 | -1.5 | 0.73
911 | -2.1 | 0.78
912 | -2.8 | 0.83
913 | -3.7 | 0.83
914 | -4.6 | 0.83
915 | -5.5 | 0.83
916 | -6 | 0.82
917 | -6.5 | 0.82
918 | -7 | 0.81
919 | -5.6 | 0.85
920 | -4.3 | 0.87
921 | -2.9 | 0.87
922 | -1.5 | 0.76
923 | 0 | 0.66
924 | 1.4 | 0.55
925 | 2.8 | 0.48
926 | 4.3 | 0.43
927 | 5.7 | 0.41
928 | 6.1 | 0.36
929 | 6.6 | 0.35
930 | 7 | 0.33
931 | 6.4 | 0.36
932 | 5.8 | 0.39
933 | 5.2 | 0.42
934 | 5.4 | 0.41
935 | 5.7 | 0.4
936 | 5.9 | 0.38
937 | 5.6 | 0.38
938 | 5.4 | 0.36
939 | 5.1 | 0.36
940 | 4.9 | 0.35
941 | 4.7 | 0.35
942 | 4.5 | 0.35
943 | 4.9 | 0.33
944 | 5.3 | 0.31
945 | 5.7 | 0.29
946 | 7.1 | 0.25
947 | 8.6 | 0.21
948 | 10 | 0.18
949 | 10.2 | 0.17
950 | 10.3 | 0.16
951 | 10.5 | 0.15
952 | 7.8 | 0.18
953 | 5.1 | 0.21
954 | 2.4 | 0.3
955 | 0.6 | 0.34
956 | -1.3 | 0.52
957 | -3.1 | 0.67
958 | -2.6 | 0.68
959 | -2.2 | 0.69
960 | -1.7 | 0.69
961 | -2.1 | 0.68
962 | -2.4 | 0.67
963 | -2.8 | 0.66
964 | -2.7 | 0.71
965 | -2.7 | 0.76
966 | -2.6 | 0.81
967 | -1.6 | 0.75
968 | -0.5 | 0.7
969 | 0.5 | 0.61
970 | 1.5 | 0.58
971 | 2.6 | 0.55
972 | 3.6 | 0.54
973 | 3.9 | 0.52
974 | 4.1 | 0.53
975 | 4.4 | 0.56
976 | 3.9 | 0.57
977 | 3.3 | 0.61
978 | 2.8 | 0.67
979 | 1.9 | 0.69
980 | 1.1 | 0.73
981 | 0.2 | 0.79
982 | -0.2 | 0.83
983 | -0.7 | 0.87
984 | -1.1 | 0.9
985 | -1 | 0.89
986 | -0.9 | 0.87
987 | -0.8 | 0.85
988 | -0.7 | 0.85
989 | -0.6 | 0.84
990 | -0.5 | 0.84
991 | -0.1 | 0.82
992 | 0.3 | 0.77
993 | 0.7 | 0.78
994 | 1.8 | 0.69
995 | 2.9 | 0.63
996 | 4 | 0.6
997 | 4.4 | 0.56
998 | 4.8 | 0.54
999 | 5.2 | 0.54
1000 | 4.4 | 0.6
1001 | 3.5 | 0.71
1002 | 2.7 | 0.8
1003 | 1.2 | 0.81
1004 | -0.4 | 0.85
1005 | -1.9 | 0.88
1006 | -2.3 | 0.89
1007 | -2.7 | 0.89
1008 | -3.1 | 0.9
1009 | -2.2 | 0.9
1010 | -1.3 | 0.89
1011 | -0.4 | 0.88
1012 | -0.2 | 0.88
1013 | 0.1 | 0.85
1014 | 0.3 | 0.86
1015 | 0.8 | 0.86
1016 | 1.2 | 0.86
1017 | 1.7 | 0.86
1018 | 2.3 | 0.71
1019 | 2.9 | 0.58
1020 | 3.5 | 0.49
1021 | 3.8 | 0.46
1022 | 4 | 0.47
1023 | 4.3 | 0.5
1024 | 3.9 | 0.48
1025 | 3.4 | 0.5
1026 | 3 | 0.54
1027 | 2.2 | 0.62
1028 | 1.4 | 0.73
1029 | 0.6 | 0.87
1030 | 0.6 | 0.85
1031 | 0.5 | 0.86
1032 | 0.5 | 0.85
1033 | 0.6 | 0.84
1034 | 0.6 | 0.83
1035 | 0.7 | 0.83
1036 | 0.7 | 0.81
1037 | 0.7 | 0.84
1038 | 0.7 | 0.85
1039 | 0.7 | 0.83
1040 | 0.7 | 0.83
1041 | 0.7 | 0.85
1042 | 1 | 0.84
1043 | 1.4 | 0.83
1044 | 1.7 | 0.83
1045 | 3.3 | 0.73
1046 | 5 | 0.65
1047 | 5.2 | 0.64
1048 | 4.4 | 0.68
1049 | 3.5 | 0.73
1050 | 2.7 | 0.77
1051 | 1.3 | 0.77
1052 | -0.2 | 0.81
1053 | -1.6 | 0.84
1054 | -1.1 | 0.84
1055 | -0.6 | 0.84
1056 | -0.1 | 0.84
1057 | -0.9 | 0.83
1058 | -1.8 | 0.82
1059 | -2.6 | 0.81
1060 | -2.8 | 0.8
1061 | -2.9 | 0.79
1062 | -3.1 | 0.77
1063 | -1.5 | 0.81
1064 | 0.2 | 0.79
1065 | 1.8 | 0.83
1066 | 3.9 | 0.67
1067 | 6 | 0.53
1068 | 8.1 | 0.44
1069 | 9.1 | 0.38
1070 | 10 | 0.34
1071 | 11 | 0.31
1072 | 9.7 | 0.34
1073 | 8.3 | 0.37
1074 | 7 | 0.4
1075 | 6.5 | 0.38
1076 | 6 | 0.36
1077 | 5.5 | 0.33
1078 | 5.3 | 0.34
1079 | 5 | 0.36
1080 | 4.8 | 0.37
1081 | 3.3 | 0.36
1082 | 1.9 | 0.34
1083 | 0.4 | 0.36
1084 | -0.5 | 0.4
1085 | -1.5 | 0.45
1086 | -2.4 | 0.5
1087 | -0.4 | 0.51
1088 | 1.5 | 0.48
1089 | 3.5 | 0.53
1090 | 5.8 | 0.41
1091 | 8 | 0.35
1092 | 10.3 | 0.29
1093 | 9.3 | 0.28
1094 | 8.2 | 0.28
1095 | 7.2 | 0.27
1096 | 6.2 | 0.29
1097 | 5.1 | 0.31
1098 | 4.1 | 0.38
1099 | 1.8 | 0.43
1100 | -0.5 | 0.6
1101 | -2.8 | 0.76
1102 | -3.2 | 0.78
1103 | -3.5 | 0.81
1104 | -3.9 | 0.83
1105 | -3.9 | 0.84
1106 | -3.9 | 0.84
1107 | -3.9 | 0.85
1108 | -3 | 0.83
1109 | -2 | 0.8
1110 | -1.1 | 0.77
1111 | -0.2 | 0.75
1112 | 0.8 | 0.69
1113 | 1.7 | 0.71
1114 | 3.5 | 0.6
1115 | 5.4 | 0.52
1116 | 7.2 | 0.48
1117 | 7.8 | 0.41
1118 | 8.3 | 0.37
1119 | 8.9 | 0.35
1120 | 7.8 | 0.37
1121 | 6.6 | 0.42
1122 | 5.5 | 0.5
1123 | 3.5 | 0.56
1124 | 1.4 | 0.65
1125 | -0.6 | 0.8
1126 | -0.9 | 0.82
1127 | -1.3 | 0.85
1128 | -1.6 | 0.87
1129 | -2.1 | 0.87
1130 | -2.7 | 0.87
1131 | -3.2 | 0.86
1132 | -3.1 | 0.87
1133 | -3.1 | 0.87
1134 | -3 | 0.88
1135 | -0.8 | 0.86
1136 | 1.4 | 0.81
1137 | 3.6 | 0.8
1138 | 6.4 | 0.64
1139 | 9.2 | 0.51
1140 | 12 | 0.42
1141 | 13.5 | 0.35
1142 | 15.1 | 0.3
1143 | 16.6 | 0.25
1144 | 14.8 | 0.29
1145 | 13 | 0.33
1146 | 11.2 | 0.38
1147 | 10 | 0.39
1148 | 8.8 | 0.39
1149 | 7.6 | 0.4
1150 | 6.1 | 0.41
1151 | 4.7 | 0.43
1152 | 3.2 | 0.45
1153 | 1.7 | 0.47
1154 | 0.3 | 0.49
1155 | -1.2 | 0.58
1156 | -1.7 | 0.61
1157 | -2.2 | 0.64
1158 | -2.7 | 0.67
1159 | -0.1 | 0.63
1160 | 2.5 | 0.56
1161 | 5.1 | 0.55
1162 | 10 | 0.28
1163 | 10.9 | 0.25
1164 | 11.8 | 0.24
1165 | 11.5 | 0.24
1166 | 11.3 | 0.24
1167 | 11 | 0.24
1168 | 10.1 | 0.29
1169 | 9.2 | 0.35
1170 | 8.3 | 0.44
1171 | 7.5 | 0.48
1172 | 6.6 | 0.57
1173 | 5.8 | 0.65
1174 | 5.4 | 0.7
1175 | 5.1 | 0.76
1176 | 4.7 | 0.83
1177 | 4.6 | 0.83
1178 | 4.6 | 0.83
1179 | 4.5 | 0.84
1180 | 4 | 0.75
1181 | 4.1 | 0.79
1182 | 4.3 | 0.83
1183 | 4.1 | 0.85
1184 | 4 | 0.87
1185 | 4.2 | 0.83
1186 | 4.9 | 0.78
1187 | 5.7 | 0.73
1188 | 6.4 | 0.69
1189 | 7.6 | 0.62
1190 | 8.7 | 0.55
1191 | 9.9 | 0.5
1192 | 8.6 | 0.57
1193 | 7.3 | 0.65
1194 | 6 | 0.75
1195 | 4 | 0.8
1196 | 2.1 | 0.85
1197 | 0.1 | 0.91
1198 | -0.6 | 0.91
1199 | -1.2 | 0.9
1200 | -1.9 | 0.9
1201 | -0.8 | 0.87
1202 | 0.2 | 0.83
1203 | 1.3 | 0.82
1204 | 0.8 | 0.79
1205 | 0.2 | 0.77
1206 | -0.3 | 0.79
1207 | 0.7 | 0.73
1208 | 1.8 | 0.71
1209 | 2.8 | 0.7
1210 | 4.1 | 0.62
1211 | 5.5 | 0.53
1212 | 6.8 | 0.49
1213 | 6.3 | 0.53
1214 | 5.8 | 0.56
1215 | 5.2 | 0.63
1216 | 4.7 | 0.68
1217 | 4.2 | 0.74
1218 | 3.7 | 0.8
1219 | 3.9 | 0.75
1220 | 4.1 | 0.7
1221 | 4.3 | 0.66
1222 | 4 | 0.73
1223 | 3.8 | 0.8
1224 | 3.5 | 0.88
1225 | 2.5 | 0.75
1226 | 1.4 | 0.57
1227 | 0.4 | 0.42
1228 | 0.7 | 0.53
1229 | 1 | 0.69
1230 | 1.3 | 0.85
1231 | 1.5 | 0.84
1232 | 1.6 | 0.84
1233 | 1.8 | 0.83
1234 | 2.1 | 0.83
1235 | 2.4 | 0.82
1236 | 2.7 | 0.82
1237 | 2.7 | 0.81
1238 | 2.6 | 0.81
1239 | 2.6 | 0.8
1240 | 2.5 | 0.81
1241 | 2.3 | 0.82
1242 | 2.2 | 0.83
1243 | 2 | 0.84
1244 | 1.7 | 0.85
1245 | 1.5 | 0.85
1246 | 1.4 | 0.85
1247 | 1.3 | 0.82
1248 | 1.2 | 0.83
1249 | 1 | 0.82
1250 | 0.9 | 0.82
1251 | 0.7 | 0.85
1252 | -0.5 | 0.85
1253 | -1.6 | 0.85
1254 | -2.8 | 0.85
1255 | -1.8 | 0.85
1256 | -0.7 | 0.85
1257 | 0.3 | 0.84
1258 | 1.8 | 0.7
1259 | 3.4 | 0.6
1260 | 4.9 | 0.53
1261 | 5.6 | 0.46
1262 | 6.4 | 0.4
1263 | 7.1 | 0.39
1264 | 6.5 | 0.36
1265 | 5.9 | 0.35
1266 | 5.3 | 0.34
1267 | 4.7 | 0.33
1268 | 4.1 | 0.32
1269 | 3.5 | 0.31
1270 | 2.3 | 0.29
1271 | 1.2 | 0.25
1272 | 0 | 0.27
1273 | 0.1 | 0.23
1274 | 0.3 | 0.25
1275 | 0.4 | 0.32
1276 | 0.5 | 0.44
1277 | 0.6 | 0.62
1278 | 0.7 | 0.83
1279 | 0.8 | 0.76
1280 | 1 | 0.71
1281 | 1.1 | 0.7
1282 | 1.5 | 0.64
1283 | 2 | 0.61
1284 | 2.4 | 0.62
1285 | 2.6 | 0.56
1286 | 2.9 | 0.53
1287 | 3.1 | 0.53
1288 | 2.7 | 0.51
1289 | 2.4 | 0.51
1290 | 2 | 0.56
1291 | 0.7 | 0.58
1292 | -0.6 | 0.69
1293 | -1.9 | 0.78
1294 | -3 | 0.79
1295 | -4 | 0.8
1296 | -5.1 | 0.81
1297 | -5.5 | 0.82
1298 | -5.8 | 0.83
1299 | -6.2 | 0.85
1300 | -5.9 | 0.85
1301 | -5.7 | 0.85
1302 | -5.4 | 0.85
1303 | -4 | 0.76
1304 | -2.7 | 0.69
1305 | -1.3 | 0.62
1306 | 0.1 | 0.51
1307 | 1.4 | 0.47
1308 | 2.8 | 0.47
1309 | 3.4 | 0.42
1310 | 3.9 | 0.41
1311 | 4.5 | 0.43
1312 | 4.7 | 0.38
1313 | 5 | 0.39
1314 | 2.8 | 0.45
1315 | 0.7 | 0.48
1316 | -1.4 | 0.63
1317 | -3.5 | 0.76
1318 | -3.8 | 0.79
1319 | -4.1 | 0.82
1320 | -4.4 | 0.85
1321 | -4 | 0.86
1322 | -3.5 | 0.87
1323 | -3.1 | 0.87
1324 | -1 | 0.85
1325 | -0.5 | 0.82
1326 | 0.1 | 0.79
1327 | 0.5 | 0.71
1328 | 1 | 0.67
1329 | 1.4 | 0.66
1330 | 2.1 | 0.59
1331 | 2.7 | 0.54
1332 | 3.4 | 0.53
1333 | 3.6 | 0.5
1334 | 3.7 | 0.49
1335 | 3.9 | 0.51
1336 | 3.6 | 0.51
1337 | 3.4 | 0.53
1338 | 3.1 | 0.59
1339 | 2.8 | 0.62
1340 | 2.5 | 0.68
1341 | 2.2 | 0.75
1342 | 2.1 | 0.8
1343 | 1.9 | 0.84
1344 | 1.8 | 0.88
1345 | 1.6 | 0.88
1346 | 1.5 | 0.87
1347 | 1.3 | 0.87
1348 | 1.2 | 0.86
1349 | 1 | 0.86
1350 | 0.9 | 0.9
1351 | 1.3 | 0.87
1352 | 1.7 | 0.85
1353 | 2.1 | 0.83
1354 | 2.3 | 0.83
1355 | 2.4 | 0.83
1356 | 2.6 | 0.84
1357 | 3.1 | 0.82
1358 | 3.5 | 0.8
1359 | 4 | 0.78
1360 | 4 | 0.78
1361 | 3.9 | 0.78
1362 | 3.9 | 0.78
1363 | 3.5 | 0.82
1364 | 3.1 | 0.85
1365 | 2.7 | 0.89
1366 | 2.5 | 0.89
1367 | 2.3 | 0.89
1368 | 2.1 | 0.9
1369 | 2.2 | 0.89
1370 | 2.4 | 0.88
1371 | 2.5 | 0.87
1372 | 2.2 | 0.87
1373 | 1.8 | 0.86
1374 | 1.5 | 0.86
1375 | 2.6 | 0.84
1376 | 3.7 | 0.81
1377 | 4.9 | 0.78
1378 | 6 | 0.75
1379 | 7 | 0.68
1380 | 8.1 | 0.62
1381 | 8.5 | 0.58
1382 | 8.8 | 0.55
1383 | 9.2 | 0.52
1384 | 8.1 | 0.56
1385 | 7.1 | 0.61
1386 | 6 | 0.67
1387 | 4 | 0.73
1388 | 2 | 0.79
1389 | 0 | 0.86
1390 | -0.5 | 0.86
1391 | -0.9 | 0.86
1392 | -1.4 | 0.87
1393 | -1.8 | 0.86
1394 | -2.3 | 0.86
1395 | -2.7 | 0.86
1396 | -1.4 | 0.88
1397 | 0 | 0.89
1398 | 1.3 | 0.9
1399 | 2.3 | 0.88
1400 | 3.2 | 0.86
1401 | 4.2 | 0.84
1402 | 5.8 | 0.7
1403 | 7.5 | 0.59
1404 | 9.1 | 0.5
1405 | 8.9 | 0.5
1406 | 8.6 | 0.5
1407 | 8.4 | 0.5
1408 | 8.2 | 0.5
1409 | 7.9 | 0.5
1410 | 7.7 | 0.5
1411 | 4.1 | 0.62
1412 | 2.7 | 0.68
1413 | 1.3 | 0.73
1414 | 0 | 0.78
1415 | -0.9 | 0.82
1416 | -1.5 | 0.84
1417 | -1.9 | 0.85
1418 | -2.1 | 0.84
1419 | -2.3 | 0.84
1420 | -2.6 | 0.84
1421 | -3 | 0.85
1422 | -3.5 | 0.85
1423 | 0.7 | 0.73
1424 | 4.5 | 0.7
1425 | 8.2 | 0.64
1426 | 10.5 | 0.52
1427 | 12.7 | 0.42
1428 | 15 | 0.34
1429 | 15.4 | 0.32
1430 | 15.9 | 0.3
1431 | 16.3 | 0.28
1432 | 14.6 | 0.31
1433 | 13 | 0.33
1434 | 11.3 | 0.36
1435 | 7.7 | 0.43
1436 | 4.2 | 0.54
1437 | 0.6 | 0.72
1438 | -0.1 | 0.75
1439 | -0.8 | 0.79
1440 | -1.5 | 0.83
1441 | -1.5 | 0.85
1442 | -1.5 | 0.87
1443 | -1.5 | 0.88
1444 | -1.8 | 0.88
1445 | -2.2 | 0.87
1446 | -2.5 | 0.86
1447 | 0.6 | 0.72
1448 | 3.6 | 0.64
1449 | 6.7 | 0.58
1450 | 8.4 | 0.54
1451 | 10.2 | 0.5
1452 | 11.9 | 0.46
1453 | 12.4 | 0.47
1454 | 12.8 | 0.48
1455 | 13.3 | 0.49
1456 | 12.1 | 0.52
1457 | 10.9 | 0.55
1458 | 9.7 | 0.59
1459 | 6.8 | 0.66
1460 | 3.9 | 0.75
1461 | 1 | 0.85
1462 | 0.2 | 0.84
1463 | -0.6 | 0.87
1464 | -1.4 | 0.88
1465 | -1.6 | 0.89
1466 | -1.8 | 0.89
1467 | -2 | 0.9
1468 | -1.7 | 0.88
1469 | -1.4 | 0.86
1470 | -1.1 | 0.84
1471 | 1.6 | 0.78
1472 | 4.4 | 0.72
1473 | 7.1 | 0.67
1474 | 9.5 | 0.58
1475 | 11.9 | 0.51
1476 | 14.3 | 0.45
1477 | 14.7 | 0.44
1478 | 15.1 | 0.42
1479 | 15.5 | 0.41
1480 | 14 | 0.45
1481 | 12.6 | 0.5
1482 | 11.1 | 0.6
1483 | 7 | 0.71
1484 | 4.4 | 0.83
1485 | 1.9 | 0.86
1486 | 1.9 | 0.92
1487 | 2 | 0.87
1488 | 0.8 | 0.9
1489 | 0.3 | 0.9
1490 | -0.1 | 0.9
1491 | -0.6 | 0.9
1492 | -1.1 | 0.89
1493 | -1.7 | 0.89
1494 | -2.2 | 0.88
1495 | 0.3 | 0.93
1496 | 2.7 | 0.95
1497 | 5.2 | 0.94
1498 | 7.9 | 0.78
1499 | 10.6 | 0.65
1500 | 13.3 | 0.54
1501 | 13.6 | 0.53
1502 | 14 | 0.51
1503 | 15.9 | 0.45
1504 | 14.5 | 0.49
1505 | 13.2 | 0.53
1506 | 11.8 | 0.58
1507 | 9.7 | 0.67
1508 | 7.7 | 0.77
1509 | 5.6 | 0.89
1510 | 4.5 | 0.89
1511 | 3.3 | 0.88
1512 | 2.2 | 0.87
1513 | 1.4 | 0.88
1514 | 0.6 | 0.87
1515 | -0.2 | 0.9
1516 | -0.1 | 0.91
1517 | 0 | 0.93
1518 | 0.8 | 0.9
1519 | 2.5 | 0.92
1520 | 4.1 | 0.93
1521 | 5.8 | 0.92
1522 | 6.8 | 0.85
1523 | 7.9 | 0.78
1524 | 8.9 | 0.72
1525 | 9.4 | 0.69
1526 | 9.8 | 0.67
1527 | 10.3 | 0.65
1528 | 10 | 0.67
1529 | 9.6 | 0.68
1530 | 9.3 | 0.7
1531 | 8.9 | 0.75
1532 | 8.4 | 0.8
1533 | 8 | 0.86
1534 | 7.7 | 0.86
1535 | 7.5 | 0.86
1536 | 7.2 | 0.86
1537 | 7.2 | 0.86
1538 | 7.3 | 0.87
1539 | 7.3 | 0.87
1540 | 7.3 | 0.87
1541 | 7.4 | 0.88
1542 | 7.4 | 0.89
1543 | 8.2 | 0.82
1544 | 8.9 | 0.76
1545 | 9.7 | 0.7
1546 | 11.8 | 0.6
1547 | 13.9 | 0.51
1548 | 16 | 0.44
1549 | 16.8 | 0.43
1550 | 17.6 | 0.42
1551 | 18.4 | 0.41
1552 | 16.5 | 0.45
1553 | 14.7 | 0.5
1554 | 12.8 | 0.55
1555 | 7 | 0.7
1556 | 5.4 | 0.81
1557 | 3.9 | 0.85
1558 | 3.5 | 0.87
1559 | 3.2 | 0.89
1560 | 2.8 | 0.92
1561 | 3.7 | 0.85
1562 | 4.6 | 0.79
1563 | 5.5 | 0.74
1564 | 4.2 | 0.78
1565 | 2.9 | 0.83
1566 | 1.6 | 0.88
1567 | 4.1 | 0.88
1568 | 6.5 | 0.85
1569 | 9 | 0.81
1570 | 11.2 | 0.66
1571 | 13.5 | 0.54
1572 | 15.7 | 0.44
1573 | 15.9 | 0.44
1574 | 16.2 | 0.44
1575 | 16.4 | 0.44
1576 | 14.9 | 0.49
1577 | 13.5 | 0.55
1578 | 12 | 0.61
1579 | 11.6 | 0.62
1580 | 11.2 | 0.64
1581 | 10.8 | 0.66
1582 | 10.4 | 0.67
1583 | 10 | 0.69
1584 | 9.6 | 0.71
1585 | 9 | 0.76
1586 | 8.4 | 0.76
1587 | 7.8 | 0.79
1588 | 8 | 0.79
1589 | 8.2 | 0.79
1590 | 8.4 | 0.8
1591 | 8.7 | 0.75
1592 | 9 | 0.7
1593 | 9.3 | 0.65
1594 | 9.9 | 0.61
1595 | 10.5 | 0.57
1596 | 11.1 | 0.54
1597 | 11.4 | 0.53
1598 | 11.8 | 0.52
1599 | 12.1 | 0.52
1600 | 12 | 0.52
1601 | 12 | 0.51
1602 | 11.4 | 0.53
1603 | 10 | 0.5
1604 | 7.9 | 0.65
1605 | 5.9 | 0.74
1606 | 6.3 | 0.74
1607 | 6.8 | 0.74
1608 | 7.2 | 0.74
1609 | 7.4 | 0.71
1610 | 7.7 | 0.69
1611 | 7.9 | 0.67
1612 | 7.7 | 0.67
1613 | 7.5 | 0.68
1614 | 7.3 | 0.69
1615 | 7.7 | 0.67
1616 | 8 | 0.66
1617 | 8.4 | 0.65
1618 | 10.1 | 0.56
1619 | 11.9 | 0.48
1620 | 13.6 | 0.42
1621 | 13.9 | 0.42
1622 | 14.2 | 0.41
1623 | 14.5 | 0.41
1624 | 13.3 | 0.43
1625 | 12 | 0.45
1626 | 10.8 | 0.48
1627 | 7.4 | 0.59
1628 | 4 | 0.64
1629 | 3.4 | 0.75
1630 | 2.5 | 0.78
1631 | 1.5 | 0.81
1632 | 0.6 | 0.85
1633 | 0 | 0.83
1634 | -0.5 | 0.85
1635 | -1.1 | 0.86
1636 | 7.5 | 0.67
1637 | 4.9 | 0.76
1638 | 2.4 | 0.88
1639 | 4.1 | 0.8
1640 | 5.8 | 0.73
1641 | 7.5 | 0.67
1642 | 11 | 0.43
1643 | 11.4 | 0.44
1644 | 11.8 | 0.39
1645 | 12.3 | 0.39
1646 | 12.9 | 0.38
1647 | 13.4 | 0.38
1648 | 12.2 | 0.39
1649 | 11 | 0.4
1650 | 9.8 | 0.41
1651 | 7.4 | 0.46
1652 | 5 | 0.54
1653 | 2.6 | 0.66
1654 | 1.8 | 0.67
1655 | 1 | 0.79
1656 | 0 | 0.81
1657 | -0.5 | 0.82
1658 | -1.1 | 0.84
1659 | -1.6 | 0.85
1660 | 0 | 0.85
1661 | -0.3 | 0.8
1662 | -0.5 | 0.84
1663 | 1.7 | 0.79
1664 | 4 | 0.74
1665 | 6.2 | 0.69
1666 | 7.8 | 0.57
1667 | 9.5 | 0.48
1668 | 11.1 | 0.39
1669 | 11.7 | 0.39
1670 | 12.4 | 0.39
1671 | 13 | 0.39
1672 | 12 | 0.4
1673 | 10.9 | 0.42
1674 | 9.9 | 0.44
1675 | 7.4 | 0.51
1676 | 5 | 0.58
1677 | 2.5 | 0.7
1678 | 1.8 | 0.71
1679 | 1.1 | 0.74
1680 | 0.4 | 0.8
1681 | -0.2 | 0.8
1682 | -0.8 | 0.81
1683 | -1.4 | 0.82
1684 | 0.3 | 0.67
1685 | 2 | 0.73
1686 | -1.9 | 0.81
1687 | 1.1 | 0.66
1688 | 4.1 | 0.57
1689 | 7.1 | 0.51
1690 | 8.2 | 0.45
1691 | 9.3 | 0.4
1692 | 10.4 | 0.36
1693 | 11.1 | 0.33
1694 | 11.7 | 0.34
1695 | 12.4 | 0.34
1696 | 11.4 | 0.35
1697 | 10.3 | 0.36
1698 | 9.3 | 0.37
1699 | 6.7 | 0.43
1700 | 4.2 | 0.53
1701 | 1.6 | 0.68
1702 | 1 | 0.7
1703 | 0.4 | 0.74
1704 | -0.2 | 0.82
1705 | 1.3 | 0.81
1706 | 2.9 | 0.8
1707 | 4.4 | 0.78
1708 | 4.3 | 0.78
1709 | 4.1 | 0.77
1710 | 4 | 0.77
1711 | 5 | 0.7
1712 | 6.6 | 0.66
1713 | 8.2 | 0.6
1714 | 9.5 | 0.57
1715 | 10.9 | 0.54
1716 | 12.2 | 0.52
1717 | 12.9 | 0.53
1718 | 13.5 | 0.53
1719 | 14.2 | 0.54
1720 | 13 | 0.57
1721 | 11.8 | 0.6
1722 | 10.6 | 0.63
1723 | 7.9 | 0.71
1724 | 5.3 | 0.8
1725 | 2.6 | 0.9
1726 | 2.2 | 0.91
1727 | 1.9 | 0.92
1728 | 1.5 | 0.92
1729 | 1.1 | 0.92
1730 | 0.8 | 0.91
1731 | 0.4 | 0.9
1732 | 0 | 0.88
1733 | -0.3 | 0.9
1734 | -0.7 | 0.9
1735 | 2.4 | 0.82
1736 | 5.6 | 0.75
1737 | 8.7 | 0.68
1738 | 11.3 | 0.57
1739 | 14 | 0.48
1740 | 16.6 | 0.41
1741 | 17.7 | 0.39
1742 | 18.8 | 0.37
1743 | 19.9 | 0.35
1744 | 19 | 0.34
1745 | 18.2 | 0.34
1746 | 17.3 | 0.33
1747 | 16 | 0.32
1748 | 14.8 | 0.32
1749 | 13.5 | 0.31
1750 | 12 | 0.37
1751 | 9.3 | 0.36
1752 | 6.6 | 0.44
1753 | 4.8 | 0.5
1754 | 3.1 | 0.58
1755 | 1.3 | 0.72
1756 | 1.2 | 0.73
1757 | 1 | 0.77
1758 | 0.9 | 0.83
1759 | 3 | 0.81
1760 | 8.7 | 0.57
1761 | 14.5 | 0.42
1762 | 16.5 | 0.38
1763 | 18.5 | 0.34
1764 | 20.5 | 0.3
1765 | 20.7 | 0.31
1766 | 21 | 0.32
1767 | 21.9 | 0.32
1768 | 20.4 | 0.34
1769 | 18.8 | 0.37
1770 | 17.3 | 0.41
1771 | 16.3 | 0.42
1772 | 15.3 | 0.44
1773 | 14.2 | 0.46
1774 | 13.2 | 0.49
1775 | 12.2 | 0.51
1776 | 11.2 | 0.54
1777 | 9.8 | 0.57
1778 | 8.3 | 0.61
1779 | 6.9 | 0.65
1780 | 5.4 | 0.69
1781 | 4 | 0.69
1782 | 2.3 | 0.79
1783 | 6.1 | 0.75
1784 | 9.9 | 0.69
1785 | 13.7 | 0.62
1786 | 17 | 0.39
1787 | 17.4 | 0.47
1788 | 17.9 | 0.45
1789 | 18.2 | 0.45
1790 | 18.4 | 0.44
1791 | 18.7 | 0.44
1792 | 17.4 | 0.48
1793 | 16 | 0.52
1794 | 14.7 | 0.56
1795 | 12.3 | 0.64
1796 | 9.9 | 0.74
1797 | 7.5 | 0.85
1798 | 6.9 | 0.83
1799 | 6.2 | 0.82
1800 | 5.6 | 0.8
1801 | 3.7 | 0.82
1802 | 1.8 | 0.84
1803 | -0.1 | 0.84
1804 | 1.5 | 0.78
1805 | 3.2 | 0.71
1806 | 4.8 | 0.68
1807 | 3.9 | 0.75
1808 | 3 | 0.74
1809 | 10.8 | 0.5
1810 | 11.2 | 0.47
1811 | 11.6 | 0.44
1812 | 12 | 0.4
1813 | 12.5 | 0.39
1814 | 13 | 0.38
1815 | 13.5 | 0.37
1816 | 13 | 0.37
1817 | 12 | 0.4
1818 | 10.6 | 0.4
1819 | 7 | 0.49
1820 | 4.8 | 0.53
1821 | 2.7 | 0.62
1822 | 3.5 | 0.61
1823 | 4.3 | 0.62
1824 | 5.1 | 0.64
1825 | 4 | 0.64
1826 | 2.9 | 0.65
1827 | 1.8 | 0.68
1828 | 2.4 | 0.68
1829 | 3.1 | 0.72
1830 | 3.7 | 0.74
1831 | 7 | 0.61
1832 | 8 | 0.52
1833 | 7.4 | 0.47
1834 | 8.5 | 0.47
1835 | 9.5 | 0.46
1836 | 10.6 | 0.46
1837 | 11.1 | 0.44
1838 | 11.6 | 0.42
1839 | 12.1 | 0.41
1840 | 12 | 0.4
1841 | 12 | 0.4
1842 | 10.1 | 0.44
1843 | 7 | 0.5
1844 | 3.9 | 0.58
1845 | 0.8 | 0.71
1846 | 0.2 | 0.73
1847 | -0.5 | 0.82
1848 | -1.1 | 0.88
1849 | -1.3 | 0.88
1850 | -1.6 | 0.88
1851 | -1.8 | 0.88
1852 | -2.2 | 1
1853 | -2.7 | 1
1854 | -3.1 | 0.9
1855 | 0.7 | 0.75
1856 | 4.4 | 0.68
1857 | 8.2 | 0.59
1858 | 9.9 | 0.53
1859 | 11.7 | 0.47
1860 | 13.4 | 0.43
1861 | 13.7 | 0.41
1862 | 14 | 0.38
1863 | 13.4 | 0.41
1864 | 12.9 | 0.42
1865 | 12.5 | 0.44
1866 | 12 | 0.45
1867 | 10.4 | 0.5
1868 | 8.7 | 0.57
1869 | 7.1 | 0.64
1870 | 5.5 | 0.69
1871 | 3.9 | 0.75
1872 | 2.3 | 0.81
1873 | 1.7 | 0.84
1874 | 1.2 | 0.88
1875 | 0.6 | 0.91
1876 | 0.2 | 0.89
1877 | -0.3 | 0.91
1878 | -0.7 | 0.91
1879 | 3 | 0.78
1880 | 6.6 | 0.67
1881 | 10.3 | 0.58
1882 | 14 | 0.46
1883 | 15.3 | 0.44
1884 | 16.6 | 0.41
1885 | 17.3 | 0.4
1886 | 18 | 0.38
1887 | 18.3 | 0.38
1888 | 17.6 | 0.38
1889 | 17 | 0.38
1890 | 15.7 | 0.4
1891 | 13.3 | 0.47
1892 | 11 | 0.56
1893 | 8.6 | 0.67
1894 | 7.5 | 0.74
1895 | 6.4 | 0.81
1896 | 5.3 | 0.89
1897 | 4.2 | 0.91
1898 | 3 | 0.91
1899 | 1.9 | 0.92
1900 | 1.4 | 0.92
1901 | 0.8 | 0.91
1902 | 0.3 | 0.91
1903 | 4.1 | 0.87
1904 | 7.8 | 0.8
1905 | 11.6 | 0.73
1906 | 13.8 | 0.63
1907 | 15.9 | 0.54
1908 | 18.1 | 0.47
1909 | 18.6 | 0.44
1910 | 19.1 | 0.41
1911 | 19.6 | 0.38
1912 | 19 | 0.39
1913 | 18.4 | 0.41
1914 | 17.8 | 0.42
1915 | 14.4 | 0.52
1916 | 11 | 0.64
1917 | 7.6 | 0.8
1918 | 6.4 | 0.83
1919 | 5.3 | 0.86
1920 | 4.1 | 0.9
1921 | 4.3 | 0.79
1922 | 4.5 | 0.69
1923 | 4.7 | 0.57
1924 | 5 | 0.46
1925 | 5.2 | 0.36
1926 | 5.4 | 0.3
1927 | 8 | 0.57
1928 | 10.7 | 0.49
1929 | 13.5 | 0.53
1930 | 14.7 | 0.48
1931 | 16 | 0.44
1932 | 16.9 | 0.41
1933 | 16.8 | 0.4
1934 | 16.6 | 0.4
1935 | 16.5 | 0.4
1936 | 15.6 | 0.43
1937 | 14.8 | 0.46
1938 | 13.9 | 0.5
1939 | 12.3 | 0.59
1940 | 10.7 | 0.7
1941 | 9.1 | 0.83
1942 | 8 | 0.86
1943 | 7 | 0.89
1944 | 5.9 | 0.93
1945 | 4.4 | 0.93
1946 | 3 | 0.93
1947 | 1.5 | 0.92
1948 | 1 | 0.91
1949 | 0.5 | 0.91
1950 | 0 | 0.91
1951 | 2.6 | 0.89
1952 | 5.3 | 0.85
1953 | 7.9 | 0.81
1954 | 8.6 | 0.78
1955 | 9.3 | 0.75
1956 | 10 | 0.73
1957 | 10.1 | 0.73
1958 | 10.2 | 0.73
1959 | 10.2 | 0.73
1960 | 10.3 | 0.73
1961 | 10.4 | 0.73
1962 | 10.5 | 0.74
1963 | 9.8 | 0.8
1964 | 9.1 | 0.86
1965 | 8.4 | 0.93
1966 | 8.2 | 0.92
1967 | 8 | 0.91
1968 | 7.8 | 0.9
1969 | 7.6 | 0.89
1970 | 7.4 | 0.89
1971 | 7.2 | 0.89
1972 | 6.1 | 0.93
1973 | 5 | 1
1974 | 4 | 1
1975 | 4 | 0.96
1976 | 4 | 0.93
1977 | 4 | 0.89
1978 | 4.3 | 0.89
1979 | 4.7 | 0.89
1980 | 5 | 0.89
1981 | 5.9 | 0.84
1982 | 6.7 | 0.8
1983 | 7.6 | 0.76
1984 | 7.2 | 0.77
1985 | 6.8 | 0.78
1986 | 6.4 | 0.79
1987 | 5.3 | 0.82
1988 | 4.1 | 0.85
1989 | 3 | 0.88
1990 | 2.8 | 0.89
1991 | 2.6 | 0.9
1992 | 2.4 | 0.92
1993 | 3.2 | 0.93
1994 | 4 | 0.93
1995 | 4 | 0.99
1996 | 4 | 0.99
1997 | 4 | 0.99
1998 | 4 | 0.99
1999 | 5.1 | 0.91
2000 | 6.3 | 0.83
2001 | 7.4 | 0.77
2002 | 8.5 | 0.7
2003 | 9.5 | 0.63
2004 | 10.6 | 0.57
2005 | 11.1 | 0.52
2006 | 11.5 | 0.47
2007 | 12 | 0.43
2008 | 11.1 | 0.47
2009 | 10.3 | 0.51
2010 | 9.4 | 0.55
2011 | 6.8 | 0.64
2012 | 4.2 | 0.74
2013 | 1.6 | 0.86
2014 | -0.2 | 0.98
2015 | -2 | 1
2016 | -0.2 | 1
2017 | -0.8 | 1
2018 | -1.4 | 1
2019 | -2 | 1
2020 | -1.7 | 0.99
2021 | -1.3 | 0.98
2022 | -1 | 0.98
2023 | 0.5 | 0.89
2024 | 2 | 0.8
2025 | 6.4 | 0.62
2026 | 8.2 | 0.59
2027 | 10 | 0.55
2028 | 11.8 | 0.52
2029 | 11.2 | 0.53
2030 | 10.6 | 0.54
2031 | 10 | 0.55
2032 | 9.1 | 0.59
2033 | 8.1 | 0.63
2034 | 7.2 | 0.68
2035 | 7 | 0.7
2036 | 5.5 | 0.73
2037 | 4 | 0.8
2038 | 3.1 | 0.85
2039 | 2.1 | 0.91
2040 | 1.2 | 0.97
2041 | 1.1 | 0.93
2042 | 1.1 | 0.9
2043 | 1 | 0.86
2044 | 0.7 | 0.85
2045 | 0.5 | 0.86
2046 | 0.2 | 0.89
2047 | 3.1 | 0.76
2048 | 6.1 | 0.66
2049 | 9 | 0.57
2050 | 9.7 | 0.54
2051 | 10.5 | 0.51
2052 | 11.2 | 0.49
2053 | 11.6 | 0.48
2054 | 12 | 0.48
2055 | 12.4 | 0.47
2056 | 12.1 | 0.51
2057 | 11.7 | 0.56
2058 | 11.4 | 0.6
2059 | 8.4 | 0.69
2060 | 5.4 | 0.79
2061 | 2.4 | 0.9
2062 | 4.2 | 0.9
2063 | 6.1 | 0.89
2064 | 7.9 | 0.87
2065 | 6.3 | 0.91
2066 | 4.6 | 0.94
2067 | 3 | 0.97
2068 | 2.1 | 0.98
2069 | 1.1 | 0.99
2070 | 0.2 | 1
2071 | 3.4 | 0.87
2072 | 6.6 | 0.75
2073 | 9.8 | 0.65
2074 | 11.3 | 0.56
2075 | 12.7 | 0.49
2076 | 14.2 | 0.42
2077 | 14 | 0.41
2078 | 13.8 | 0.39
2079 | 13.6 | 0.38
2080 | 10.4 | 0.35
2081 | 7.2 | 0.3
2082 | 4 | 0.26
2083 | 5.5 | 0.19
2084 | 6.9 | 0.17
2085 | 8.4 | 0.18
2086 | 7.9 | 0.17
2087 | 7.5 | 0.19
2088 | 7 | 0.25
2089 | 4.7 | 0.28
2090 | 2.3 | 0.37
2091 | 0 | 0.53
2092 | -0.6 | 0.6
2093 | -1.1 | 0.67
2094 | -1.7 | 0.74
2095 | 3.1 | 0.47
2096 | 8 | 0.87
2097 | 9.2 | 0.31
2098 | 12 | 0.29
2099 | 13 | 0.25
2100 | 14 | 0.26
2101 | 13 | 0.27
2102 | 14.5 | 0.28
2103 | 16 | 0.27
2104 | 15 | 0.28
2105 | 14 | 0.3
2106 | 13 | 0.32
2107 | 11.5 | 0.45
2108 | 9.9 | 0.62
2109 | 8.4 | 0.81
2110 | 7.3 | 0.85
2111 | 6.1 | 0.89
2112 | 5 | 0.93
2113 | 9 | 0.76
2114 | 8 | 0.79
2115 | 7 | 0.86
2116 | 7 | 0.89
2117 | 6.9 | 0.92
2118 | 6.9 | 0.95
2119 | 6.9 | 0.96
2120 | 7 | 0.96
2121 | 7 | 0.97
2122 | 7 | 0.93
2123 | 7 | 0.97
2124 | 7 | 0.97
2125 | 7 | 0.96
2126 | 7 | 0.96
2127 | 7 | 0.96
2128 | 7 | 0.94
2129 | 7 | 0.92
2130 | 7 | 0.9
2131 | 7 | 0.9
2132 | 7 | 0.9
2133 | 7 | 0.91
2134 | 7 | 0.94
2135 | 7 | 0.97
2136 | 7 | 1
2137 | 7 | 1
2138 | 7 | 1
2139 | 7 | 1
2140 | 7 | 0.99
2141 | 7 | 0.98
2142 | 7 | 0.97
2143 | 7 | 0.98
2144 | 7 | 0.98
2145 | 7 | 0.99
2146 | 7 | 0.99
2147 | 7 | 1
2148 | 7.7 | 0.96
2149 | 8.1 | 0.94
2150 | 8.6 | 0.91
2151 | 9 | 0.89
2152 | 9 | 0.93
2153 | 9 | 0.9
2154 | 9 | 0.91
2155 | 9.5 | 0.91
2156 | 9.1 | 0.92
2157 | 8.8 | 0.94
2158 | 8.1 | 0.94
2159 | 6.9 | 0.93
2160 | 5.2 | 0.91
2161 | 3.2 | 0.9
2162 | 3.2 | 0.9
2163 | 1.5 | 0.89
2164 | 0.1 | 0.88
2165 | -0.7 | 0.91
2166 | -1.3 | 0.95
2167 | -1.8 | 0.99
2168 | 2.3 | 0.92
2169 | 6 | 0.75
2170 | 9.8 | 0.62
2171 | 10.6 | 0.6
2172 | 11.4 | 0.59
2173 | 12.2 | 0.51
2174 | 12.6 | 0.5
2175 | 13 | 0.49
2176 | 13.4 | 0.48
2177 | 12.7 | 0.51
2178 | 12.1 | 0.55
2179 | 11.4 | 0.59
2180 | 11 | 0.62
2181 | 10.6 | 0.65
2182 | 10.3 | 0.69
2183 | 9.9 | 0.75
2184 | 9.4 | 0.82
2185 | 9 | 0.88
2186 | 9 | 0.86
2187 | 8.3 | 0.87
2188 | 7.7 | 0.88
2189 | 7.3 | 0.88
2190 | 6.9 | 0.89
2191 | 6.5 | 0.89
2192 | 7.6 | 0.83
2193 | 8.6 | 0.77
2194 | 9.7 | 0.71
2195 | 11.1 | 0.61
2196 | 12.5 | 0.53
2197 | 13.9 | 0.46
2198 | 14 | 0.45
2199 | 14.1 | 0.44
2200 | 14.2 | 0.43
2201 | 12.6 | 0.52
2202 | 11.1 | 0.63
2203 | 9.5 | 0.76
2204 | 9.3 | 0.77
2205 | 9.2 | 0.78
2206 | 9 | 0.8
2207 | 8.5 | 0.81
2208 | 7.9 | 0.83
2209 | 7.4 | 0.85
2210 | 6.4 | 0.85
2211 | 5.3 | 0.86
2212 | 4.3 | 0.86
2213 | 4 | 0.87
2214 | 4 | 0.93
2215 | 3.5 | 0.9
2216 | 5.7 | 0.82
2217 | 7.8 | 0.75
2218 | 10 | 0.69
2219 | 10.4 | 0.66
2220 | 10.8 | 0.63
2221 | 11.2 | 0.6
2222 | 11.6 | 0.57
2223 | 12 | 0.54
2224 | 12.4 | 0.52
2225 | 11.5 | 0.55
2226 | 10.6 | 0.59
2227 | 9.7 | 0.63
2228 | 9.3 | 0.66
2229 | 8.9 | 0.69
2230 | 8.5 | 0.73
2231 | 8.3 | 0.73
2232 | 8.1 | 0.73
2233 | 7.9 | 0.74
2234 | 8 | 0.76
2235 | 7.6 | 0.77
2236 | 7.2 | 0.81
2237 | 6 | 0.81
2238 | 5.6 | 0.86
2239 | 5.2 | 0.87
2240 | 6.5 | 0.78
2241 | 7.9 | 0.71
2242 | 9.2 | 0.64
2243 | 9.2 | 0.66
2244 | 9.1 | 0.68
2245 | 9.1 | 0.7
2246 | 8.8 | 0.73
2247 | 8.5 | 0.76
2248 | 8.2 | 0.8
2249 | 7.7 | 0.81
2250 | 7.3 | 0.82
2251 | 6.8 | 0.83
2252 | 6.2 | 0.85
2253 | 5.7 | 0.87
2254 | 5.1 | 0.89
2255 | 4 | 0.93
2256 | 3.8 | 0.92
2257 | 3.6 | 0.9
2258 | 2.7 | 0.87
2259 | 1.8 | 0.84
2260 | 0.9 | 0.8
2261 | 1 | 0.79
2262 | -1 | 0.85
2263 | -1.4 | 0.8
2264 | 1.6 | 0.85
2265 | 4.6 | 0.85
2266 | 7.6 | 0.83
2267 | 9.4 | 0.66
2268 | 11.2 | 0.52
2269 | 13 | 0.4
2270 | 14 | 0.38
2271 | 15 | 0.36
2272 | 14.5 | 0.37
2273 | 13.7 | 0.38
2274 | 13 | 0.39
2275 | 13 | 0.38
2276 | 10.1 | 0.44
2277 | 7.2 | 0.51
2278 | 4.3 | 0.6
2279 | 3.2 | 0.65
2280 | 2.2 | 0.69
2281 | 1.1 | 0.77
2282 | 0.4 | 0.76
2283 | -0.2 | 0.79
2284 | -0.9 | 0.8
2285 | -0.7 | 0.8
2286 | -0.5 | 0.81
2287 | -0.3 | 0.81
2288 | 4.2 | 0.59
2289 | 8.8 | 0.46
2290 | 13.3 | 0.35
2291 | 14.1 | 0.33
2292 | 15 | 0.31
2293 | 16 | 0.29
2294 | 16.4 | 0.29
2295 | 16.9 | 0.29
2296 | 16.9 | 0.3
2297 | 16.6 | 0.31
2298 | 16.4 | 0.31
2299 | 16.1 | 0.32
2300 | 12.9 | 0.38
2301 | 9.8 | 0.47
2302 | 6.6 | 0.57
2303 | 5.9 | 0.61
2304 | 5.3 | 0.65
2305 | 4.6 | 0.7
2306 | 3.8 | 0.72
2307 | 2.9 | 0.75
2308 | 2.1 | 0.78
2309 | 2 | 0.81
2310 | 2 | 0.83
2311 | 1.9 | 0.86
2312 | 6.4 | 0.68
2313 | 10.8 | 0.55
2314 | 15.3 | 0.44
2315 | 16.8 | 0.41
2316 | 18.2 | 0.38
2317 | 19.7 | 0.36
2318 | 20.3 | 0.33
2319 | 21 | 0.31
2320 | 21.6 | 0.28
2321 | 20.5 | 0.29
2322 | 19.5 | 0.29
2323 | 18.4 | 0.29
2324 | 16.1 | 0.31
2325 | 13.9 | 0.33
2326 | 11.6 | 0.35
2327 | 10 | 0.43
2328 | 9 | 0.5
2329 | 9.4 | 0.53
2330 | 8 | 0.57
2331 | 6.5 | 0.62
2332 | 5.1 | 0.67
2333 | 5 | 0.77
2334 | 5 | 0.81
2335 | 6.7 | 0.86
2336 | 9.3 | 0.7
2337 | 11.8 | 0.56
2338 | 14.4 | 0.46
2339 | 15.4 | 0.44
2340 | 16.5 | 0.43
2341 | 17.5 | 0.41
2342 | 17.7 | 0.42
2343 | 17.9 | 0.44
2344 | 18.1 | 0.45
2345 | 17.3 | 0.5
2346 | 16.4 | 0.54
2347 | 15.6 | 0.6
2348 | 14.3 | 0.67
2349 | 13 | 0.77
2350 | 12.5 | 0.79
2351 | 12.4 | 0.8
2352 | 12.3 | 0.82
2353 | 12.2 | 0.83
2354 | 11.6 | 0.82
2355 | 11 | 0.8
2356 | 10.4 | 0.78
2357 | 10.4 | 0.75
2358 | 10.3 | 0.72
2359 | 10.3 | 0.7
2360 | 12 | 0.57
2361 | 12.6 | 0.5
2362 | 13.3 | 0.44
2363 | 14.2 | 0.39
2364 | 15.2 | 0.34
2365 | 16.1 | 0.3
2366 | 15.9 | 0.31
2367 | 15.7 | 0.33
2368 | 15.5 | 0.35
2369 | 15.2 | 0.37
2370 | 15 | 0.39
2371 | 14.8 | 0.41
2372 | 13.9 | 0.47
2373 | 13 | 0.53
2374 | 12.1 | 0.6
2375 | 11.1 | 0.68
2376 | 10.2 | 0.76
2377 | 9.3 | 0.86
2378 | 8.8 | 0.86
2379 | 8.4 | 0.87
2380 | 7.9 | 0.88
2381 | 8.5 | 0.88
2382 | 9.2 | 0.87
2383 | 9.8 | 0.87
2384 | 9.7 | 0.87
2385 | 9.6 | 0.87
2386 | 9.5 | 0.87
2387 | 9.2 | 0.88
2388 | 9 | 0.88
2389 | 8.7 | 0.9
2390 | 8.7 | 0.9
2391 | 8.6 | 0.9
2392 | 8.6 | 0.9
2393 | 9 | 0.86
2394 | 8 | 0.87
2395 | 8.4 | 0.87
2396 | 8.4 | 0.87
2397 | 8.4 | 0.87
2398 | 8.4 | 0.87
2399 | 8.3 | 0.88
2400 | 8.2 | 0.89
2401 | 8.1 | 0.91
2402 | 8 | 0.91
2403 | 7.8 | 0.91
2404 | 7.7 | 0.91
2405 | 7.6 | 0.91
2406 | 7.5 | 0.91
2407 | 7.4 | 0.91
2408 | 8 | 0.87
2409 | 8.1 | 0.87
2410 | 8.3 | 0.86
2411 | 8 | 0.93
2412 | 9 | 0.87
2413 | 9.6 | 0.82
2414 | 11 | 0.47
2415 | 11.9 | 0.66
2416 | 12.8 | 0.61
2417 | 13 | 0.62
2418 | 11.9 | 0.64
2419 | 10.7 | 0.68
2420 | 9.6 | 0.73
2421 | 8.4 | 0.78
2422 | 7.3 | 0.84
2423 | 7.3 | 0.86
2424 | 7.3 | 0.88
2425 | 7.3 | 0.9
2426 | 7.6 | 0.89
2427 | 8 | 0.88
2428 | 8 | 0.9
2429 | 7.8 | 0.9
2430 | 7.5 | 0.9
2431 | 7.3 | 0.9
2432 | 10 | 0.87
2433 | 10.4 | 0.68
2434 | 10.8 | 0.65
2435 | 12 | 0.62
2436 | 12.6 | 0.54
2437 | 13.2 | 0.51
2438 | 13.5 | 0.49
2439 | 13.7 | 0.46
2440 | 14 | 0.44
2441 | 13.4 | 0.45
2442 | 12.8 | 0.47
2443 | 12.2 | 0.48
2444 | 11.3 | 0.55
2445 | 10.3 | 0.62
2446 | 9.4 | 0.71
2447 | 8.8 | 0.75
2448 | 8.2 | 0.79
2449 | 7.6 | 0.83
2450 | 7.6 | 0.82
2451 | 7.6 | 0.81
2452 | 7.6 | 0.81
2453 | 7.5 | 0.84
2454 | 7.5 | 0.87
2455 | 7.4 | 0.9
2456 | 7.6 | 0.89
2457 | 7.9 | 0.88
2458 | 8.1 | 0.87
2459 | 8.3 | 0.84
2460 | 8.4 | 0.8
2461 | 8.6 | 0.78
2462 | 9.3 | 0.74
2463 | 10 | 0.7
2464 | 10.7 | 0.67
2465 | 10.4 | 0.69
2466 | 10.1 | 0.7
2467 | 9.8 | 0.72
2468 | 8.7 | 0.76
2469 | 7.5 | 0.8
2470 | 6.4 | 0.85
2471 | 5.1 | 0.86
2472 | 3.8 | 0.88
2473 | 2.5 | 0.89
2474 | 2.4 | 0.89
2475 | 2.3 | 0.89
2476 | 2.2 | 0.9
2477 | 2 | 0.88
2478 | 1 | 0.92
2479 | 1.1 | 0.88
2480 | 2.9 | 0.83
2481 | 4.8 | 0.79
2482 | 6.6 | 0.74
2483 | 8.5 | 0.7
2484 | 10.3 | 0.65
2485 | 12.2 | 0.61
2486 | 12.9 | 0.55
2487 | 13.5 | 0.5
2488 | 14.2 | 0.45
2489 | 13 | 0.77
2490 | 12.7 | 0.56
2491 | 12.5 | 0.61
2492 | 10.6 | 0.67
2493 | 8.8 | 0.75
2494 | 6.9 | 0.83
2495 | 6 | 0.87
2496 | 7.7 | 0.88
2497 | 9.4 | 0.83
2498 | 9.1 | 0.85
2499 | 8.7 | 0.86
2500 | 8.4 | 0.88
2501 | 6.8 | 0.89
2502 | 5.3 | 0.9
2503 | 3.7 | 0.89
2504 | 6.5 | 0.77
2505 | 9.2 | 0.67
2506 | 12 | 0.59
2507 | 14 | 0.52
2508 | 14.8 | 0.51
2509 | 15.6 | 0.49
2510 | 15.7 | 0.49
2511 | 15.7 | 0.48
2512 | 15.8 | 0.48
2513 | 15.1 | 0.52
2514 | 14.4 | 0.55
2515 | 13.7 | 0.6
2516 | 12.6 | 0.63
2517 | 11.5 | 0.66
2518 | 10.4 | 0.69
2519 | 9 | 0.72
2520 | 7.6 | 0.76
2521 | 6.2 | 0.8
2522 | 5.3 | 0.83
2523 | 4.4 | 0.85
2524 | 3.5 | 0.88
2525 | 4 | 0.86
2526 | 3.8 | 0.87
2527 | 3.7 | 0.89
2528 | 7 | 0.74
2529 | 10.3 | 0.63
2530 | 13.6 | 0.53
2531 | 14.9 | 0.48
2532 | 16.2 | 0.44
2533 | 17.5 | 0.4
2534 | 17.3 | 0.4
2535 | 17.2 | 0.39
2536 | 17 | 0.39
2537 | 17 | 0.36
2538 | 17 | 0.34
2539 | 16 | 0.38
2540 | 10 | 0.57
2541 | 8.4 | 0.65
2542 | 6.9 | 0.73
2543 | 6.5 | 0.71
2544 | 6.2 | 0.69
2545 | 5.8 | 0.67
2546 | 5.2 | 0.7
2547 | 4.5 | 0.73
2548 | 3.9 | 0.77
2549 | 3.3 | 0.8
2550 | 2.6 | 0.83
2551 | 2 | 0.86
2552 | 6.2 | 0.67
2553 | 10.4 | 0.53
2554 | 14.6 | 0.42
2555 | 15.3 | 0.39
2556 | 16 | 0.36
2557 | 16.7 | 0.33
2558 | 16.9 | 0.33
2559 | 17.2 | 0.34
2560 | 17.4 | 0.34
2561 | 17.3 | 0.33
2562 | 17.2 | 0.33
2563 | 17.1 | 0.32
2564 | 14 | 0.39
2565 | 10.8 | 0.49
2566 | 7.7 | 0.61
2567 | 6.8 | 0.66
2568 | 5.8 | 0.72
2569 | 4.9 | 0.79
2570 | 5 | 0.82
2571 | 6.5 | 0.77
2572 | 8.1 | 0.72
2573 | 6.4 | 0.77
2574 | 4.6 | 0.82
2575 | 2.9 | 0.88
2576 | 6.8 | 0.68
2577 | 10.8 | 0.53
2578 | 14.7 | 0.42
2579 | 16.2 | 0.38
2580 | 17.8 | 0.35
2581 | 19.3 | 0.32
2582 | 19.6 | 0.33
2583 | 19.8 | 0.35
2584 | 20.1 | 0.36
2585 | 19.8 | 0.37
2586 | 19.4 | 0.39
2587 | 19.1 | 0.4
2588 | 16.5 | 0.48
2589 | 14 | 0.58
2590 | 11.4 | 0.7
2591 | 10 | 0.73
2592 | 8.7 | 0.75
2593 | 7.3 | 0.78
2594 | 6.1 | 0.84
2595 | 5 | 0.87
2596 | 5.5 | 0.88
2597 | 6 | 0.87
2598 | 5 | 0.87
2599 | 5.3 | 0.89
2600 | 8.3 | 0.81
2601 | 11.2 | 0.72
2602 | 14.2 | 0.65
2603 | 17 | 0.55
2604 | 17.2 | 0.5
2605 | 17.5 | 0.48
2606 | 18.3 | 0.46
2607 | 19.2 | 0.45
2608 | 20 | 0.44
2609 | 19 | 0.47
2610 | 17.9 | 0.5
2611 | 16.9 | 0.54
2612 | 14.5 | 0.62
2613 | 12 | 0.72
2614 | 9.6 | 0.84
2615 | 8.7 | 0.85
2616 | 7.9 | 0.87
2617 | 7 | 0.88
2618 | 6.1 | 0.88
2619 | 5.3 | 0.88
2620 | 4.4 | 0.87
2621 | 4.2 | 0.88
2622 | 3.9 | 0.9
2623 | 3.7 | 0.91
2624 | 7.3 | 0.81
2625 | 11 | 0.72
2626 | 14.6 | 0.64
2627 | 15.9 | 0.58
2628 | 17.2 | 0.53
2629 | 18.5 | 0.48
2630 | 19 | 0.47
2631 | 19.5 | 0.47
2632 | 20 | 0.46
2633 | 19 | 0.49
2634 | 18.1 | 0.52
2635 | 17.3 | 0.55
2636 | 14 | 0.72
2637 | 13.1 | 0.74
2638 | 12.3 | 0.8
2639 | 11.5 | 0.82
2640 | 10.8 | 0.84
2641 | 10 | 0.86
2642 | 9.6 | 0.87
2643 | 9.1 | 0.88
2644 | 8.7 | 0.9
2645 | 8.3 | 0.89
2646 | 8 | 0.87
2647 | 7.6 | 0.89
2648 | 10.3 | 0.77
2649 | 13.1 | 0.67
2650 | 15.8 | 0.59
2651 | 17 | 0.53
2652 | 18.1 | 0.48
2653 | 19.3 | 0.44
2654 | 19.6 | 0.42
2655 | 19.8 | 0.41
2656 | 20.1 | 0.39
2657 | 19.5 | 0.41
2658 | 18.9 | 0.43
2659 | 18.3 | 0.45
2660 | 16.4 | 0.46
2661 | 14.6 | 0.48
2662 | 12.7 | 0.49
2663 | 10.3 | 0.58
2664 | 8 | 0.71
2665 | 6.4 | 0.78
2666 | 5.7 | 0.8
2667 | 4.9 | 0.82
2668 | 4.2 | 0.85
2669 | 4.1 | 0.88
2670 | 4 | 0.91
2671 | 5.7 | 0.83
2672 | 9.6 | 0.59
2673 | 13.5 | 0.43
2674 | 17.4 | 0.31
2675 | 18.3 | 0.31
2676 | 19.1 | 0.31
2677 | 20 | 0.3
2678 | 21 | 0.29
2679 | 21 | 0.29
2680 | 20.8 | 0.3
2681 | 20 | 0.35
2682 | 19.7 | 0.35
2683 | 19.5 | 0.37
2684 | 16.5 | 0.47
2685 | 13.4 | 0.59
2686 | 10.4 | 0.75
2687 | 9 | 0.75
2688 | 7.2 | 0.77
2689 | 5.4 | 0.79
2690 | 5.2 | 0.8
2691 | 5.1 | 0.82
2692 | 4.9 | 0.84
2693 | 4.7 | 0.85
2694 | 4.6 | 0.86
2695 | 4.4 | 0.87
2696 | 14 | 0.59
2697 | 15.6 | 0.45
2698 | 17.2 | 0.42
2699 | 18.5 | 0.39
2700 | 19.8 | 0.36
2701 | 21.1 | 0.33
2702 | 21.3 | 0.31
2703 | 21.6 | 0.3
2704 | 21.8 | 0.28
2705 | 21.4 | 0.27
2706 | 21 | 0.26
2707 | 20.1 | 0.27
2708 | 16.5 | 0.33
2709 | 13 | 0.44
2710 | 10.5 | 0.49
2711 | 10.2 | 0.56
2712 | 9.8 | 0.63
2713 | 9.5 | 0.7
2714 | 8 | 0.74
2715 | 6.5 | 0.78
2716 | 5 | 0.81
2717 | 5 | 0.81
2718 | 5.5 | 0.77
2719 | 6 | 0.74
2720 | 9.2 | 0.59
2721 | 12.4 | 0.47
2722 | 15.6 | 0.38
2723 | 16.6 | 0.38
2724 | 17.5 | 0.39
2725 | 18.5 | 0.39
2726 | 18.6 | 0.38
2727 | 18.7 | 0.38
2728 | 18.8 | 0.37
2729 | 18.5 | 0.37
2730 | 18.1 | 0.37
2731 | 17.8 | 0.37
2732 | 17.1 | 0.42
2733 | 16.4 | 0.48
2734 | 15.7 | 0.54
2735 | 14.7 | 0.6
2736 | 13.7 | 0.66
2737 | 12.7 | 0.73
2738 | 12.2 | 0.78
2739 | 11.6 | 0.6
2740 | 11.1 | 0.9
2741 | 10.8 | 0.9
2742 | 10.6 | 0.9
2743 | 10.3 | 0.9
2744 | 14.6 | 0.69
2745 | 19 | 0.37
2746 | 12.1 | 0.84
2747 | 11.2 | 0.84
2748 | 10.2 | 0.85
2749 | 9.3 | 0.86
2750 | 9.3 | 0.86
2751 | 9.2 | 0.87
2752 | 9.2 | 0.88
2753 | 9.3 | 0.89
2754 | 9.3 | 0.89
2755 | 9.4 | 0.9
2756 | 9.4 | 0.9
2757 | 9.3 | 0.9
2758 | 9.3 | 0.9
2759 | 9.7 | 0.9
2760 | 10 | 0.9
2761 | 10.4 | 0.9
2762 | 10.1 | 0.9
2763 | 9.9 | 0.9
2764 | 9.6 | 0.9
2765 | 9.6 | 0.9
2766 | 9.6 | 0.9
2767 | 9.6 | 0.9
2768 | 10 | 0.89
2769 | 10.4 | 0.89
2770 | 10.8 | 0.89
2771 | 11.3 | 0.89
2772 | 11.9 | 0.9
2773 | 12.4 | 0.9
2774 | 12 | 0.88
2775 | 11.6 | 0.87
2776 | 11.2 | 0.85
2777 | 10.9 | 0.81
2778 | 10.6 | 0.77
2779 | 10.3 | 0.73
2780 | 10.7 | 0.71
2781 | 11.1 | 0.7
2782 | 11.5 | 0.69
2783 | 12 | 0.66
2784 | 12 | 0.66
2785 | 12 | 0.66
2786 | 11.1 | 0.7
2787 | 10.3 | 0.75
2788 | 9.4 | 0.8
2789 | 10.5 | 0.76
2790 | 11.7 | 0.71
2791 | 12.8 | 0.68
2792 | 14 | 0.67
2793 | 14.8 | 0.62
2794 | 15.7 | 0.6
2795 | 17.2 | 0.53
2796 | 18.7 | 0.46
2797 | 20.2 | 0.41
2798 | 20.2 | 0.41
2799 | 20.3 | 0.41
2800 | 20.3 | 0.41
2801 | 21 | 0.4
2802 | 19.8 | 0.47
2803 | 18.6 | 0.54
2804 | 16.7 | 0.62
2805 | 14.7 | 0.72
2806 | 12.8 | 0.84
2807 | 13.1 | 0.79
2808 | 13.4 | 0.75
2809 | 13.7 | 0.71
2810 | 13.1 | 0.73
2811 | 12.6 | 0.76
2812 | 12 | 0.71
2813 | 12.5 | 0.77
2814 | 13 | 0.72
2815 | 12.9 | 0.75
2816 | 13.1 | 0.78
2817 | 13.4 | 0.82
2818 | 13.6 | 0.85
2819 | 14.1 | 0.82
2820 | 14.7 | 0.79
2821 | 15.2 | 0.76
2822 | 15 | 0.82
2823 | 14.9 | 0.75
2824 | 14.8 | 0.75
2825 | 15 | 0.72
2826 | 14.1 | 0.82
2827 | 13.3 | 0.89
2828 | 12.7 | 0.89
2829 | 12 | 0.9
2830 | 11.4 | 0.9
2831 | 11.2 | 0.89
2832 | 11 | 0.88
2833 | 10.7 | 0.87
2834 | 10.7 | 0.86
2835 | 10.6 | 0.85
2836 | 10.6 | 0.84
2837 | 11 | 0.83
2838 | 11.1 | 0.83
2839 | 11.3 | 0.83
2840 | 12.1 | 0.77
2841 | 12.9 | 0.72
2842 | 13.7 | 0.67
2843 | 14.5 | 0.63
2844 | 15.3 | 0.59
2845 | 16.1 | 0.55
2846 | 16.1 | 0.6
2847 | 16 | 0.66
2848 | 16 | 0.72
2849 | 17 | 0.72
2850 | 17 | 0.68
2851 | 15.8 | 0.7
2852 | 14.1 | 0.76
2853 | 12.4 | 0.83
2854 | 10.7 | 0.9
2855 | 10.2 | 0.9
2856 | 9.6 | 0.91
2857 | 9.1 | 0.91
2858 | 9 | 0.91
2859 | 9 | 0.93
2860 | 9 | 0.91
2861 | 10 | 0.93
2862 | 9 | 0.87
2863 | 9.5 | 0.89
2864 | 10.7 | 0.87
2865 | 11.8 | 0.85
2866 | 13 | 0.83
2867 | 13.4 | 0.81
2868 | 13.9 | 0.79
2869 | 14.3 | 0.78
2870 | 15 | 0.67
2871 | 15.7 | 0.64
2872 | 16.5 | 0.58
2873 | 15.6 | 0.63
2874 | 14.6 | 0.68
2875 | 13.7 | 0.74
2876 | 13.2 | 0.76
2877 | 12.9 | 0.78
2878 | 12.6 | 0.8
2879 | 12.3 | 0.82
2880 | 11.9 | 0.84
2881 | 11.7 | 0.86
2882 | 11.5 | 0.87
2883 | 11.5 | 0.88
2884 | 11.4 | 0.88
2885 | 11.3 | 0.89
2886 | 11.2 | 0.89
2887 | 11 | 0.9
2888 | 11.6 | 0.88
2889 | 12.2 | 0.86
2890 | 12.8 | 0.84
2891 | 13.2 | 0.81
2892 | 13.6 | 0.78
2893 | 14 | 0.76
2894 | 14.2 | 0.7
2895 | 14.4 | 0.65
2896 | 14.6 | 0.6
2897 | 13.6 | 0.68
2898 | 12.6 | 0.77
2899 | 11.6 | 0.87
2900 | 11.2 | 0.87
2901 | 10.9 | 0.88
2902 | 10.5 | 0.88
2903 | 10.3 | 0.89
2904 | 10 | 0.9
2905 | 9.8 | 0.91
2906 | 9.4 | 0.91
2907 | 9 | 0.9
2908 | 8.6 | 0.9
2909 | 8.4 | 0.9
2910 | 8.1 | 0.9
2911 | 7.9 | 0.91
2912 | 10.3 | 0.8
2913 | 12.6 | 0.7
2914 | 15 | 0.62
2915 | 15.9 | 0.57
2916 | 16.9 | 0.53
2917 | 17.8 | 0.49
2918 | 18.1 | 0.48
2919 | 18.5 | 0.47
2920 | 18.8 | 0.46
2921 | 18.3 | 0.46
2922 | 17.7 | 0.46
2923 | 17.2 | 0.46
2924 | 14.6 | 0.57
2925 | 12 | 0.76
2926 | 10.6 | 0.8
2927 | 9.9 | 0.82
2928 | 9.2 | 0.84
2929 | 8.5 | 0.87
2930 | 8 | 0.86
2931 | 7.3 | 0.87
2932 | 6.6 | 0.88
2933 | 7.3 | 0.88
2934 | 8.1 | 0.88
2935 | 8.8 | 0.88
2936 | 11 | 0.78
2937 | 13.3 | 0.69
2938 | 15.5 | 0.62
2939 | 17.2 | 0.54
2940 | 19 | 0.46
2941 | 19.7 | 0.45
2942 | 19.8 | 0.44
2943 | 20 | 0.42
2944 | 20.1 | 0.41
2945 | 19.4 | 0.45
2946 | 18.7 | 0.49
2947 | 18 | 0.54
2948 | 16.7 | 0.61
2949 | 15.5 | 0.7
2950 | 14.2 | 0.79
2951 | 13.4 | 0.82
2952 | 12.5 | 0.84
2953 | 11.7 | 0.87
2954 | 11.6 | 0.88
2955 | 11.5 | 0.88
2956 | 11.4 | 0.89
2957 | 11.9 | 0.88
2958 | 12.3 | 0.87
2959 | 12.8 | 0.86
2960 | 15 | 0.71
2961 | 17.2 | 0.59
2962 | 19.4 | 0.49
2963 | 21.2 | 0.42
2964 | 23 | 0.35
2965 | 22.3 | 0.35
2966 | 22.6 | 0.35
2967 | 22.9 | 0.35
2968 | 23.2 | 0.35
2969 | 23 | 0.31
2970 | 21.7 | 0.34
2971 | 20.4 | 0.35
2972 | 17.8 | 0.43
2973 | 15.1 | 0.54
2974 | 12.5 | 0.67
2975 | 11.2 | 0.73
2976 | 10 | 0.76
2977 | 9.3 | 0.83
2978 | 8.8 | 0.84
2979 | 8.4 | 0.85
2980 | 7.9 | 0.87
2981 | 8.8 | 0.85
2982 | 9.6 | 0.83
2983 | 10.5 | 0.81
2984 | 13.5 | 0.66
2985 | 16.5 | 0.54
2986 | 19.5 | 0.45
2987 | 20.6 | 0.44
2988 | 21.6 | 0.44
2989 | 22.7 | 0.43
2990 | 22.8 | 0.42
2991 | 23 | 0.41
2992 | 23.2 | 0.4
2993 | 22.1 | 0.39
2994 | 20.9 | 0.38
2995 | 19.8 | 0.37
2996 | 19.9 | 0.43
2997 | 20 | 0.4
2998 | 15.4 | 0.74
2999 | 16 | 0.69
3000 | 15.9 | 0.67
3001 | 15.8 | 0.65
3002 | 14.7 | 0.71
3003 | 13.7 | 0.78
3004 | 12.6 | 0.86
3005 | 12.8 | 0.84
3006 | 13 | 0.81
3007 | 13 | 0.8
3008 | 13 | 0.82
3009 | 13.3 | 0.76
3010 | 13.6 | 0.74
3011 | 13.7 | 0.73
3012 | 13.8 | 0.72
3013 | 13.9 | 0.71
3014 | 13 | 0.88
3015 | 13.2 | 0.81
3016 | 13.5 | 0.83
3017 | 13.6 | 0.8
3018 | 13.6 | 0.77
3019 | 13.7 | 0.75
3020 | 13 | 0.76
3021 | 13 | 0.73
3022 | 13.3 | 0.69
3023 | 13 | 0.72
3024 | 11.9 | 0.74
3025 | 10.8 | 0.79
3026 | 10.9 | 0.8
3027 | 11 | 0.82
3028 | 11.1 | 0.83
3029 | 11.5 | 0.83
3030 | 12 | 0.82
3031 | 12.8 | 0.82
3032 | 13.9 | 0.77
3033 | 15 | 0.67
3034 | 17.2 | 0.64
3035 | 18 | 0.56
3036 | 18 | 0.56
3037 | 19.9 | 0.5
3038 | 20.2 | 0.46
3039 | 20.6 | 0.43
3040 | 20.9 | 0.4
3041 | 19.1 | 0.5
3042 | 17.2 | 0.63
3043 | 15.4 | 0.78
3044 | 14.2 | 0.82
3045 | 13 | 0.86
3046 | 11.8 | 0.91
3047 | 12.4 | 0.87
3048 | 13 | 0.88
3049 | 13 | 0.85
3050 | 12.1 | 0.87
3051 | 11.3 | 0.88
3052 | 10.4 | 0.9
3053 | 11.5 | 0.86
3054 | 12.7 | 0.83
3055 | 13.8 | 0.8
3056 | 15.7 | 0.7
3057 | 17.6 | 0.61
3058 | 19.5 | 0.54
3059 | 20.2 | 0.49
3060 | 21 | 0.43
3061 | 21.6 | 0.41
3062 | 20.2 | 0.47
3063 | 18.8 | 0.53
3064 | 17.4 | 0.6
3065 | 17.7 | 0.56
3066 | 18.1 | 0.52
3067 | 18.4 | 0.49
3068 | 15.9 | 0.58
3069 | 13.4 | 0.7
3070 | 10.9 | 0.84
3071 | 11.3 | 0.86
3072 | 11.7 | 0.87
3073 | 12.1 | 0.89
3074 | 12.1 | 0.88
3075 | 12.2 | 0.88
3076 | 12.2 | 0.88
3077 | 13 | 0.88
3078 | 12.8 | 0.87
3079 | 12.7 | 0.9
3080 | 13 | 0.88
3081 | 13.4 | 0.87
3082 | 13.7 | 0.85
3083 | 15.8 | 0.7
3084 | 18 | 0.57
3085 | 20.1 | 0.47
3086 | 20.7 | 0.43
3087 | 21.2 | 0.4
3088 | 21.8 | 0.37
3089 | 21.1 | 0.43
3090 | 20.4 | 0.49
3091 | 19.7 | 0.56
3092 | 17.8 | 0.64
3093 | 16 | 0.82
3094 | 13.5 | 0.88
3095 | 13.1 | 0.87
3096 | 12.6 | 0.87
3097 | 12.2 | 0.86
3098 | 12.2 | 0.86
3099 | 12.3 | 0.87
3100 | 12.3 | 0.87
3101 | 12.4 | 0.88
3102 | 12.5 | 0.88
3103 | 12.5 | 0.89
3104 | 13.7 | 0.84
3105 | 15 | 0.77
3106 | 15.8 | 0.78
3107 | 17.7 | 0.65
3108 | 19.6 | 0.55
3109 | 21.5 | 0.46
3110 | 21.9 | 0.45
3111 | 22.2 | 0.45
3112 | 22.6 | 0.44
3113 | 23 | 0.38
3114 | 21.4 | 0.49
3115 | 19.9 | 0.54
3116 | 18 | 0.64
3117 | 16.4 | 0.7
3118 | 14.8 | 0.8
3119 | 15.1 | 0.78
3120 | 15.3 | 0.77
3121 | 15.6 | 0.76
3122 | 15.3 | 0.8
3123 | 14.9 | 0.84
3124 | 14.6 | 0.89
3125 | 14.6 | 0.87
3126 | 14.6 | 0.86
3127 | 14.6 | 0.84
3128 | 14.8 | 0.81
3129 | 15 | 0.79
3130 | 15.2 | 0.76
3131 | 14.7 | 0.79
3132 | 14.3 | 0.83
3133 | 13.8 | 0.87
3134 | 14.2 | 0.86
3135 | 14.5 | 0.86
3136 | 14.9 | 0.85
3137 | 14.9 | 0.87
3138 | 15 | 0.89
3139 | 15 | 0.91
3140 | 14.7 | 0.91
3141 | 14.4 | 0.91
3142 | 14.1 | 0.91
3143 | 13.8 | 0.91
3144 | 13.5 | 0.91
3145 | 13.3 | 0.91
3146 | 13 | 0.91
3147 | 12.9 | 0.91
3148 | 12.8 | 0.91
3149 | 13 | 0.88
3150 | 13 | 0.94
3151 | 13 | 0.91
3152 | 13.1 | 0.9
3153 | 13.3 | 0.89
3154 | 13.4 | 0.88
3155 | 13.6 | 0.86
3156 | 13.9 | 0.84
3157 | 14.1 | 0.82
3158 | 14.4 | 0.8
3159 | 14.6 | 0.79
3160 | 14.9 | 0.78
3161 | 14.6 | 0.75
3162 | 14.4 | 0.73
3163 | 14.1 | 0.7
3164 | 13.6 | 0.72
3165 | 13.1 | 0.75
3166 | 12.6 | 0.78
3167 | 12.7 | 0.79
3168 | 12.7 | 0.81
3169 | 12.8 | 0.83
3170 | 12.6 | 0.83
3171 | 12.5 | 0.84
3172 | 12.3 | 0.85
3173 | 12.4 | 0.85
3174 | 12.4 | 0.85
3175 | 12.5 | 0.86
3176 | 13.1 | 0.84
3177 | 13.6 | 0.82
3178 | 14.2 | 0.8
3179 | 15 | 0.73
3180 | 15.9 | 0.66
3181 | 16.7 | 0.6
3182 | 17.4 | 0.57
3183 | 18.1 | 0.54
3184 | 18.8 | 0.51
3185 | 18.2 | 0.53
3186 | 17.5 | 0.56
3187 | 16.9 | 0.59
3188 | 15.8 | 0.68
3189 | 14.8 | 0.78
3190 | 13.7 | 0.89
3191 | 13 | 0.88
3192 | 12.1 | 0.88
3193 | 11.3 | 0.87
3194 | 10.7 | 0.88
3195 | 10 | 0.89
3196 | 9.4 | 0.9
3197 | 9.8 | 0.9
3198 | 10.1 | 0.9
3199 | 10.5 | 0.9
3200 | 13 | 0.79
3201 | 15.4 | 0.69
3202 | 17.9 | 0.6
3203 | 18.9 | 0.54
3204 | 19.9 | 0.48
3205 | 20.9 | 0.43
3206 | 21.2 | 0.42
3207 | 21.4 | 0.41
3208 | 21.7 | 0.4
3209 | 21.3 | 0.41
3210 | 20.9 | 0.43
3211 | 20.5 | 0.44
3212 | 17.9 | 0.53
3213 | 15.2 | 0.65
3214 | 12.6 | 0.8
3215 | 11.8 | 0.82
3216 | 11.1 | 0.84
3217 | 10.3 | 0.87
3218 | 9.7 | 0.87
3219 | 9.1 | 0.88
3220 | 8.5 | 0.88
3221 | 9 | 0.89
3222 | 9.6 | 0.9
3223 | 10.1 | 0.91
3224 | 12.6 | 0.79
3225 | 15.2 | 0.7
3226 | 17.7 | 0.61
3227 | 18.9 | 0.57
3228 | 20 | 0.54
3229 | 21.2 | 0.51
3230 | 21.6 | 0.48
3231 | 22 | 0.46
3232 | 22.4 | 0.44
3233 | 21.8 | 0.45
3234 | 21.3 | 0.47
3235 | 20.7 | 0.48
3236 | 18.6 | 0.56
3237 | 16.5 | 0.66
3238 | 14.4 | 0.78
3239 | 14.1 | 0.79
3240 | 13.9 | 0.81
3241 | 13.6 | 0.83
3242 | 12.7 | 0.85
3243 | 11.9 | 0.87
3244 | 11 | 0.9
3245 | 10.8 | 0.9
3246 | 10.7 | 0.9
3247 | 10.5 | 0.9
3248 | 13.5 | 0.77
3249 | 16.5 | 0.65
3250 | 19.5 | 0.56
3251 | 20.7 | 0.51
3252 | 22 | 0.46
3253 | 21.7 | 0.46
3254 | 22.2 | 0.44
3255 | 22.8 | 0.41
3256 | 23.3 | 0.39
3257 | 22.5 | 0.41
3258 | 21.8 | 0.42
3259 | 21 | 0.44
3260 | 19.3 | 0.52
3261 | 17.7 | 0.62
3262 | 16 | 0.74
3263 | 15 | 0.77
3264 | 14 | 0.79
3265 | 13 | 0.83
3266 | 12.6 | 0.85
3267 | 12.3 | 0.87
3268 | 11.9 | 0.89
3269 | 12.5 | 0.89
3270 | 13 | 0.89
3271 | 13.6 | 0.89
3272 | 15.9 | 0.75
3273 | 18.3 | 0.63
3274 | 20.6 | 0.53
3275 | 21.2 | 0.49
3276 | 21.8 | 0.46
3277 | 22.4 | 0.43
3278 | 22.7 | 0.44
3279 | 22.9 | 0.44
3280 | 23.2 | 0.45
3281 | 22.5 | 0.46
3282 | 21.8 | 0.47
3283 | 21.1 | 0.48
3284 | 19.3 | 0.54
3285 | 17.4 | 0.61
3286 | 15.6 | 0.69
3287 | 15.1 | 0.72
3288 | 14.7 | 0.75
3289 | 14.2 | 0.78
3290 | 14.4 | 0.8
3291 | 14.6 | 0.83
3292 | 14.6 | 0.83
3293 | 14.6 | 0.83
3294 | 14.6 | 0.83
3295 | 14.6 | 0.84
3296 | 16.9 | 0.72
3297 | 19.2 | 0.62
3298 | 21.5 | 0.53
3299 | 21.7 | 0.53
3300 | 21.9 | 0.53
3301 | 22.1 | 0.53
3302 | 22.9 | 0.47
3303 | 23.7 | 0.41
3304 | 24.5 | 0.36
3305 | 23.8 | 0.4
3306 | 23 | 0.44
3307 | 22.3 | 0.48
3308 | 20.7 | 0.56
3309 | 19.2 | 0.66
3310 | 17.6 | 0.77
3311 | 16 | 0.82
3312 | 14.5 | 0.87
3313 | 12.9 | 0.92
3314 | 13.2 | 0.9
3315 | 13.5 | 0.88
3316 | 13.8 | 0.86
3317 | 13.8 | 0.87
3318 | 13.9 | 0.88
3319 | 13.9 | 0.89
3320 | 15 | 0.82
3321 | 16.1 | 0.76
3322 | 17.2 | 0.69
3323 | 18.2 | 0.64
3324 | 19.3 | 0.59
3325 | 20.4 | 0.54
3326 | 20.2 | 0.55
3327 | 20 | 0.56
3328 | 19.8 | 0.57
3329 | 18.4 | 0.63
3330 | 16.9 | 0.69
3331 | 15.5 | 0.77
3332 | 15.2 | 0.81
3333 | 15 | 0.85
3334 | 14.7 | 0.9
3335 | 14.7 | 0.89
3336 | 14.6 | 0.89
3337 | 14.6 | 0.89
3338 | 14.5 | 0.89
3339 | 14.4 | 0.89
3340 | 14.3 | 0.89
3341 | 14.4 | 0.88
3342 | 14.5 | 0.87
3343 | 14.6 | 0.87
3344 | 15.4 | 0.83
3345 | 16.3 | 0.79
3346 | 17.1 | 0.76
3347 | 17.7 | 0.7
3348 | 18.2 | 0.65
3349 | 18.8 | 0.6
3350 | 18 | 0.67
3351 | 17.2 | 0.76
3352 | 16.4 | 0.85
3353 | 16.7 | 0.84
3354 | 16.9 | 0.83
3355 | 17.2 | 0.83
3356 | 16.3 | 0.83
3357 | 15.4 | 0.84
3358 | 14.5 | 0.85
3359 | 13.4 | 0.87
3360 | 12.4 | 0.88
3361 | 11.3 | 0.9
3362 | 11.9 | 0.9
3363 | 12.5 | 0.9
3364 | 13.1 | 0.9
3365 | 13.7 | 0.9
3366 | 14.3 | 0.9
3367 | 14.9 | 0.9
3368 | 15.9 | 0.81
3369 | 16.9 | 0.72
3370 | 17.9 | 0.65
3371 | 16.6 | 0.64
3372 | 15.2 | 0.63
3373 | 13.9 | 0.62
3374 | 14.8 | 0.57
3375 | 15.6 | 0.52
3376 | 16.5 | 0.48
3377 | 16.6 | 0.45
3378 | 16.7 | 0.43
3379 | 16.8 | 0.41
3380 | 14.5 | 0.49
3381 | 12.3 | 0.59
3382 | 10 | 0.72
3383 | 9.4 | 0.75
3384 | 8.9 | 0.79
3385 | 8.3 | 0.83
3386 | 7.6 | 0.83
3387 | 6.9 | 0.84
3388 | 6.2 | 0.84
3389 | 7.3 | 0.82
3390 | 8.3 | 0.81
3391 | 9.4 | 0.79
3392 | 12 | 0.65
3393 | 14.7 | 0.53
3394 | 17.3 | 0.44
3395 | 18.2 | 0.45
3396 | 19.1 | 0.45
3397 | 20 | 0.46
3398 | 20.6 | 0.45
3399 | 21.2 | 0.45
3400 | 21.8 | 0.44
3401 | 21.3 | 0.45
3402 | 20.7 | 0.45
3403 | 20.2 | 0.46
3404 | 18.3 | 0.54
3405 | 16.3 | 0.64
3406 | 14.4 | 0.76
3407 | 12.8 | 0.79
3408 | 11.1 | 0.82
3409 | 9.5 | 0.86
3410 | 8.7 | 0.87
3411 | 7.9 | 0.88
3412 | 7.1 | 0.9
3413 | 8.7 | 0.91
3414 | 10.4 | 0.91
3415 | 12 | 0.9
3416 | 14.7 | 0.74
3417 | 17.5 | 0.61
3418 | 20.2 | 0.51
3419 | 21 | 0.48
3420 | 21.8 | 0.46
3421 | 22.6 | 0.44
3422 | 22.7 | 0.42
3423 | 22.8 | 0.4
3424 | 22.9 | 0.38
3425 | 22.7 | 0.37
3426 | 22.5 | 0.36
3427 | 22.3 | 0.35
3428 | 18.1 | 0.48
3429 | 14 | 0.72
3430 | 12.2 | 0.81
3431 | 10 | 0.82
3432 | 9.5 | 0.91
3433 | 9 | 0.9
3434 | 8.6 | 0.9
3435 | 8.1 | 0.9
3436 | 7.6 | 0.9
3437 | 9.8 | 0.89
3438 | 12.1 | 0.88
3439 | 14.3 | 0.85
3440 | 16.7 | 0.7
3441 | 19 | 0.57
3442 | 21.4 | 0.47
3443 | 22.7 | 0.43
3444 | 24 | 0.34
3445 | 24.4 | 0.37
3446 | 24.5 | 0.36
3447 | 24.5 | 0.34
3448 | 24.6 | 0.33
3449 | 24.3 | 0.38
3450 | 24.1 | 0.43
3451 | 23.8 | 0.48
3452 | 21.2 | 0.55
3453 | 18.7 | 0.64
3454 | 16.1 | 0.75
3455 | 15.1 | 0.79
3456 | 14.2 | 0.83
3457 | 13.2 | 0.88
3458 | 13.2 | 0.87
3459 | 13.1 | 0.87
3460 | 13.1 | 0.86
3461 | 14.1 | 0.85
3462 | 15.2 | 0.71
3463 | 16.2 | 0.82
3464 | 18.3 | 0.69
3465 | 20.5 | 0.58
3466 | 22.6 | 0.49
3467 | 23.7 | 0.48
3468 | 24.8 | 0.47
3469 | 25.9 | 0.46
3470 | 26.3 | 0.46
3471 | 26.6 | 0.45
3472 | 27 | 0.45
3473 | 26.6 | 0.46
3474 | 26.2 | 0.48
3475 | 25.8 | 0.5
3476 | 22.9 | 0.59
3477 | 20 | 0.69
3478 | 17.1 | 0.82
3479 | 16.5 | 0.84
3480 | 15.9 | 0.87
3481 | 15.3 | 0.89
3482 | 15.2 | 0.89
3483 | 15 | 0.89
3484 | 14.9 | 0.9
3485 | 15.4 | 0.9
3486 | 16 | 0.88
3487 | 16.5 | 0.9
3488 | 19 | 0.74
3489 | 21.6 | 0.61
3490 | 24.1 | 0.5
3491 | 25.1 | 0.47
3492 | 26.1 | 0.45
3493 | 27.1 | 0.43
3494 | 27 | 0.42
3495 | 26.9 | 0.4
3496 | 26.8 | 0.39
3497 | 25.7 | 0.5
3498 | 24.6 | 0.62
3499 | 23.5 | 0.75
3500 | 21.7 | 0.74
3501 | 20 | 0.72
3502 | 18.2 | 0.69
3503 | 17.1 | 0.72
3504 | 16.1 | 0.74
3505 | 15 | 0.77
3506 | 14.9 | 0.81
3507 | 14.9 | 0.85
3508 | 14.8 | 0.9
3509 | 15.2 | 0.88
3510 | 15.7 | 0.86
3511 | 16.1 | 0.85
3512 | 18 | 0.71
3513 | 20 | 0.59
3514 | 21.9 | 0.49
3515 | 21.4 | 0.53
3516 | 20.8 | 0.57
3517 | 20.3 | 0.62
3518 | 20.9 | 0.61
3519 | 21.6 | 0.59
3520 | 22.2 | 0.58
3521 | 21 | 0.6
3522 | 20.6 | 0.66
3523 | 20.3 | 0.68
3524 | 19.3 | 0.71
3525 | 18.4 | 0.74
3526 | 17.4 | 0.78
3527 | 17.4 | 0.78
3528 | 17.5 | 0.77
3529 | 17.5 | 0.77
3530 | 15.2 | 0.87
3531 | 13 | 0.94
3532 | 14.2 | 0.89
3533 | 13.6 | 0.97
3534 | 13 | 0.94
3535 | 16.2 | 0.89
3536 | 17.5 | 0.77
3537 | 18.7 | 0.67
3538 | 20 | 0.58
3539 | 21 | 0.55
3540 | 21.9 | 0.52
3541 | 22.9 | 0.5
3542 | 22.9 | 0.49
3543 | 22.9 | 0.48
3544 | 22.9 | 0.47
3545 | 22.6 | 0.5
3546 | 22.2 | 0.53
3547 | 21.9 | 0.56
3548 | 20.4 | 0.63
3549 | 18.9 | 0.71
3550 | 17.4 | 0.8
3551 | 16 | 0.83
3552 | 14.7 | 0.87
3553 | 13.3 | 0.91
3554 | 12.2 | 0.91
3555 | 11.2 | 0.91
3556 | 10.1 | 0.9
3557 | 11.3 | 0.89
3558 | 12.4 | 0.89
3559 | 13.6 | 0.88
3560 | 16 | 0.76
3561 | 18.3 | 0.66
3562 | 20.7 | 0.57
3563 | 21.3 | 0.55
3564 | 22 | 0.53
3565 | 22.6 | 0.52
3566 | 22.7 | 0.51
3567 | 22.8 | 0.51
3568 | 22.8 | 0.5
3569 | 22.9 | 0.5
3570 | 23 | 0.47
3571 | 22.8 | 0.5
3572 | 20.8 | 0.58
3573 | 18.8 | 0.68
3574 | 16.8 | 0.79
3575 | 16.1 | 0.81
3576 | 15.3 | 0.84
3577 | 14.6 | 0.87
3578 | 14.5 | 0.88
3579 | 14.5 | 0.89
3580 | 14.4 | 0.9
3581 | 15 | 0.9
3582 | 15.6 | 0.9
3583 | 16.2 | 0.9
3584 | 18 | 0.78
3585 | 19.7 | 0.68
3586 | 21.5 | 0.59
3587 | 23 | 0.47
3588 | 23.5 | 0.43
3589 | 24 | 0.38
3590 | 24.2 | 0.39
3591 | 24.5 | 0.39
3592 | 24.7 | 0.4
3593 | 24 | 0.42
3594 | 23.4 | 0.44
3595 | 22.7 | 0.46
3596 | 20.8 | 0.51
3597 | 18.9 | 0.57
3598 | 17 | 0.63
3599 | 15 | 0.7
3600 | 13 | 0.88
3601 | 12.8 | 0.77
3602 | 12.2 | 0.8
3603 | 11.7 | 0.84
3604 | 11.1 | 0.89
3605 | 12.7 | 0.89
3606 | 14.2 | 0.89
3607 | 15.8 | 0.88
3608 | 18 | 0.73
3609 | 20.2 | 0.6
3610 | 22.4 | 0.5
3611 | 23.2 | 0.47
3612 | 24.1 | 0.44
3613 | 24.9 | 0.41
3614 | 25.5 | 0.39
3615 | 26.2 | 0.38
3616 | 26.8 | 0.33
3617 | 26.2 | 0.33
3618 | 25.7 | 0.34
3619 | 25.1 | 0.34
3620 | 20.2 | 0.5
3621 | 19 | 0.56
3622 | 17.9 | 0.62
3623 | 16.9 | 0.68
3624 | 15.7 | 0.73
3625 | 14.2 | 0.77
3626 | 12.6 | 0.8
3627 | 11.3 | 0.83
3628 | 10.7 | 0.85
3629 | 10.8 | 0.85
3630 | 11.4 | 0.86
3631 | 12.2 | 0.86
3632 | 16.5 | 0.66
3633 | 19.1 | 0.55
3634 | 21.6 | 0.46
3635 | 22.4 | 0.42
3636 | 23.2 | 0.38
3637 | 24 | 0.34
3638 | 24.3 | 0.32
3639 | 24.7 | 0.3
3640 | 25 | 0.29
3641 | 24.9 | 0.31
3642 | 24.7 | 0.33
3643 | 24.6 | 0.36
3644 | 21.4 | 0.48
3645 | 18.2 | 0.63
3646 | 15 | 0.84
3647 | 14.3 | 0.86
3648 | 13.5 | 0.89
3649 | 12.8 | 0.91
3650 | 10 | 0.93
3651 | 9.5 | 0.97
3652 | 9 | 0.92
3653 | 9.5 | 0.93
3654 | 10 | 0.87
3655 | 11.8 | 0.88
3656 | 14.5 | 0.81
3657 | 17.3 | 0.75
3658 | 20 | 0.69
3659 | 20.5 | 0.69
3660 | 21 | 0.69
3661 | 20.8 | 0.7
3662 | 21 | 0.7
3663 | 21.2 | 0.7
3664 | 21.4 | 0.7
3665 | 20.4 | 0.73
3666 | 19.5 | 0.76
3667 | 18.5 | 0.79
3668 | 17.5 | 0.82
3669 | 16.6 | 0.86
3670 | 15.6 | 0.89
3671 | 14.5 | 0.89
3672 | 13.5 | 0.89
3673 | 12.4 | 0.88
3674 | 11.9 | 0.88
3675 | 11.5 | 0.88
3676 | 11 | 0.89
3677 | 12.3 | 0.88
3678 | 13.7 | 0.87
3679 | 15 | 0.85
3680 | 17.1 | 0.79
3681 | 19.3 | 0.73
3682 | 21.4 | 0.67
3683 | 22.1 | 0.64
3684 | 22.7 | 0.62
3685 | 23.4 | 0.6
3686 | 23.9 | 0.57
3687 | 24.3 | 0.54
3688 | 24.8 | 0.51
3689 | 24.5 | 0.5
3690 | 24.1 | 0.49
3691 | 23.8 | 0.49
3692 | 21 | 0.78
3693 | 18.5 | 0.74
3694 | 16 | 0.9
3695 | 16.7 | 0.87
3696 | 17.3 | 0.83
3697 | 18 | 0.8
3698 | 18 | 0.82
3699 | 18 | 0.84
3700 | 18 | 0.85
3701 | 17.7 | 0.88
3702 | 17.3 | 0.92
3703 | 17 | 0.95
3704 | 17 | 0.95
3705 | 16.9 | 0.95
3706 | 16.9 | 0.95
3707 | 16.9 | 0.95
3708 | 16.8 | 0.95
3709 | 16.8 | 0.95
3710 | 17.9 | 0.9
3711 | 19 | 0.88
3712 | 19.5 | 0.83
3713 | 19 | 0.86
3714 | 18.5 | 0.9
3715 | 18 | 0.94
3716 | 17.7 | 0.95
3717 | 17.5 | 0.97
3718 | 17.2 | 0.98
3719 | 17.2 | 0.98
3720 | 17.1 | 0.97
3721 | 17.1 | 0.97
3722 | 17.1 | 0.96
3723 | 17 | 0.96
3724 | 17 | 0.95
3725 | 17 | 0.95
3726 | 17 | 0.95
3727 | 17 | 0.95
3728 | 17 | 0.94
3729 | 17 | 0.94
3730 | 17 | 0.93
3731 | 17 | 0.92
3732 | 17 | 0.92
3733 | 17 | 0.91
3734 | 17.3 | 0.93
3735 | 17.7 | 0.95
3736 | 18 | 0.96
3737 | 18.3 | 0.96
3738 | 18.7 | 0.96
3739 | 19 | 0.95
3740 | 18.8 | 0.95
3741 | 18.6 | 0.95
3742 | 18.4 | 0.94
3743 | 18.3 | 0.95
3744 | 18.1 | 0.96
3745 | 18 | 0.96
3746 | 17.7 | 0.97
3747 | 17.5 | 0.97
3748 | 17.2 | 0.97
3749 | 17.1 | 0.97
3750 | 17.1 | 0.97
3751 | 17 | 0.97
3752 | 16 | 0.94
3753 | 15.5 | 0.97
3754 | 15 | 0.96
3755 | 17.3 | 0.84
3756 | 19.5 | 0.75
3757 | 21.8 | 0.66
3758 | 22.2 | 0.67
3759 | 22.6 | 0.68
3760 | 23 | 0.68
3761 | 22.7 | 0.73
3762 | 22.5 | 0.77
3763 | 22.2 | 0.82
3764 | 20.3 | 0.87
3765 | 18.5 | 0.93
3766 | 16.6 | 0.99
3767 | 16.7 | 0.98
3768 | 16.7 | 0.97
3769 | 16.8 | 0.96
3770 | 16.2 | 0.96
3771 | 15.6 | 0.96
3772 | 15 | 0.96
3773 | 15.9 | 0.95
3774 | 16.9 | 0.94
3775 | 17.8 | 0.93
3776 | 18.7 | 0.89
3777 | 19.7 | 0.86
3778 | 20.6 | 0.82
3779 | 21.1 | 0.8
3780 | 21.5 | 0.78
3781 | 22 | 0.76
3782 | 23 | 0.7
3783 | 24 | 0.66
3784 | 25 | 0.61
3785 | 24 | 0.66
3786 | 23 | 0.71
3787 | 22 | 0.77
3788 | 20.7 | 0.83
3789 | 19.3 | 0.89
3790 | 18 | 0.95
3791 | 17.6 | 0.95
3792 | 17.2 | 0.95
3793 | 16.8 | 0.95
3794 | 16.6 | 0.95
3795 | 16.4 | 0.96
3796 | 16.2 | 0.96
3797 | 15.9 | 0.96
3798 | 15.7 | 0.96
3799 | 15.4 | 0.96
3800 | 15.9 | 0.94
3801 | 16.5 | 0.92
3802 | 17 | 0.9
3803 | 17.7 | 0.86
3804 | 18.3 | 0.82
3805 | 19 | 0.79
3806 | 20.6 | 0.71
3807 | 22.2 | 0.65
3808 | 23.8 | 0.59
3809 | 23.2 | 0.59
3810 | 22.6 | 0.58
3811 | 22 | 0.57
3812 | 20 | 0.59
3813 | 18 | 0.61
3814 | 16 | 0.62
3815 | 15.3 | 0.65
3816 | 14.7 | 0.68
3817 | 14 | 0.72
3818 | 12.4 | 0.79
3819 | 10.8 | 0.86
3820 | 9.2 | 0.95
3821 | 10.1 | 0.97
3822 | 10.9 | 0.99
3823 | 11.8 | 1
3824 | 14.6 | 0.88
3825 | 17.4 | 0.78
3826 | 20.2 | 0.68
3827 | 20.8 | 0.66
3828 | 21.4 | 0.64
3829 | 22 | 0.62
3830 | 21.5 | 0.62
3831 | 20.9 | 0.62
3832 | 20.4 | 0.62
3833 | 19.9 | 0.61
3834 | 19.3 | 0.61
3835 | 18.8 | 0.61
3836 | 17.5 | 0.7
3837 | 16.3 | 0.8
3838 | 15 | 0.91
3839 | 13.3 | 0.94
3840 | 11.7 | 0.97
3841 | 10 | 1
3842 | 9.3 | 0.99
3843 | 8.5 | 0.98
3844 | 7.8 | 0.96
3845 | 8.8 | 0.94
3846 | 9.8 | 0.91
3847 | 10.8 | 0.89
3848 | 13.6 | 0.75
3849 | 16.4 | 0.64
3850 | 19.2 | 0.54
3851 | 24.4 | 0.37
3852 | 22.6 | 0.41
3853 | 20.8 | 0.46
3854 | 21.7 | 0.47
3855 | 22.5 | 0.47
3856 | 23.4 | 0.47
3857 | 23.7 | 0.44
3858 | 24.1 | 0.4
3859 | 24.4 | 0.37
3860 | 21.5 | 0.41
3861 | 18.7 | 0.45
3862 | 15.8 | 0.49
3863 | 13.7 | 0.59
3864 | 11.5 | 0.71
3865 | 9.4 | 0.86
3866 | 7.9 | 0.9
3867 | 6.3 | 0.95
3868 | 4.8 | 1
3869 | 7.5 | 0.92
3870 | 10.3 | 0.84
3871 | 13 | 0.76
3872 | 15.9 | 0.62
3873 | 18.9 | 0.5
3874 | 21.8 | 0.41
3875 | 24 | 0.38
3876 | 24.1 | 0.36
3877 | 24.2 | 0.36
3878 | 25 | 0.37
3879 | 24 | 0.44
3880 | 24.6 | 0.43
3881 | 25 | 0.46
3882 | 25 | 0.47
3883 | 24.2 | 0.56
3884 | 19 | 0.83
3885 | 18 | 0.77
3886 | 15.2 | 0.96
3887 | 13 | 0.94
3888 | 13 | 0.94
3889 | 12.4 | 1
3890 | 12 | 1
3891 | 14 | 0.88
3892 | 14.4 | 0.91
3893 | 14.3 | 0.93
3894 | 14.1 | 0.95
3895 | 14 | 0.97
3896 | 14.1 | 0.97
3897 | 14.3 | 0.97
3898 | 14.4 | 0.97
3899 | 14.4 | 0.97
3900 | 14.4 | 0.98
3901 | 14.4 | 0.98
3902 | 14.7 | 0.95
3903 | 15.1 | 0.91
3904 | 15.4 | 0.88
3905 | 15.6 | 0.87
3906 | 15.8 | 0.86
3907 | 16 | 0.86
3908 | 14.5 | 0.9
3909 | 13.1 | 0.95
3910 | 11.6 | 1
3911 | 10.6 | 1
3912 | 9.6 | 1
3913 | 8.6 | 1
3914 | 8.1 | 1
3915 | 7.5 | 0.99
3916 | 7 | 0.99
3917 | 8.1 | 0.98
3918 | 9.3 | 0.97
3919 | 10.4 | 0.95
3920 | 13.1 | 0.89
3921 | 15.7 | 0.82
3922 | 18.4 | 0.75
3923 | 19.3 | 0.73
3924 | 20.1 | 0.72
3925 | 21 | 0.7
3926 | 22 | 0.64
3927 | 23 | 0.61
3928 | 23.4 | 0.55
3929 | 23.7 | 0.52
3930 | 24 | 0.47
3931 | 23.2 | 0.51
3932 | 19 | 0.83
3933 | 18.1 | 0.68
3934 | 17.2 | 0.71
3935 | 16.7 | 0.76
3936 | 16.3 | 0.82
3937 | 15.8 | 0.87
3938 | 15.5 | 0.91
3939 | 15.3 | 0.95
3940 | 15 | 0.99
3941 | 15.4 | 0.96
3942 | 15.8 | 0.94
3943 | 16.2 | 0.91
3944 | 17.6 | 0.84
3945 | 19 | 0.78
3946 | 20.4 | 0.72
3947 | 21 | 0.69
3948 | 21.6 | 0.67
3949 | 22.2 | 0.65
3950 | 22.5 | 0.63
3951 | 22.9 | 0.62
3952 | 23.2 | 0.61
3953 | 22.9 | 0.64
3954 | 22.5 | 0.66
3955 | 22.2 | 0.69
3956 | 20.4 | 0.74
3957 | 18.6 | 0.8
3958 | 16.8 | 0.86
3959 | 16.5 | 0.88
3960 | 16.3 | 0.9
3961 | 16 | 0.92
3962 | 15.4 | 0.94
3963 | 14.8 | 0.96
3964 | 14.2 | 0.98
3965 | 14.5 | 0.97
3966 | 14.7 | 0.96
3967 | 15 | 0.95
3968 | 17 | 0.63
3969 | 18.8 | 0.79
3970 | 20.6 | 0.73
3971 | 21.4 | 0.7
3972 | 22.2 | 0.68
3973 | 23 | 0.66
3974 | 23.2 | 0.65
3975 | 23.4 | 0.64
3976 | 23.6 | 0.63
3977 | 23.7 | 0.63
3978 | 23.7 | 0.62
3979 | 23.8 | 0.61
3980 | 21.9 | 0.68
3981 | 19.9 | 0.76
3982 | 18 | 0.85
3983 | 17.1 | 0.9
3984 | 16.1 | 0.95
3985 | 15.2 | 1
3986 | 14.1 | 1
3987 | 12.9 | 1
3988 | 11.8 | 1
3989 | 12.9 | 0.98
3990 | 14.1 | 0.96
3991 | 15.2 | 0.94
3992 | 17.4 | 0.86
3993 | 19.6 | 0.8
3994 | 21.8 | 0.73
3995 | 22.5 | 0.71
3996 | 23.3 | 0.68
3997 | 24 | 0.66
3998 | 24.4 | 0.6
3999 | 24.8 | 0.55
4000 | 25.2 | 0.49
4001 | 24.3 | 0.58
4002 | 23.5 | 0.68
4003 | 22.6 | 0.79
4004 | 20.1 | 0.85
4005 | 17.5 | 0.91
4006 | 15 | 0.97
4007 | 14.6 | 0.98
4008 | 14.2 | 0.99
4009 | 13.8 | 1
4010 | 14.5 | 0.98
4011 | 15.1 | 0.95
4012 | 15.8 | 0.93
4013 | 15.4 | 0.93
4014 | 15 | 0.94
4015 | 14.6 | 0.94
4016 | 17.1 | 0.85
4017 | 19.5 | 0.78
4018 | 22 | 0.71
4019 | 23.2 | 0.67
4020 | 24.3 | 0.63
4021 | 25.5 | 0.6
4022 | 25.7 | 0.58
4023 | 25.8 | 0.57
4024 | 26 | 0.55
4025 | 26 | 0.55
4026 | 26 | 0.55
4027 | 26 | 0.55
4028 | 23.3 | 0.65
4029 | 20.5 | 0.77
4030 | 17.8 | 0.92
4031 | 16.9 | 0.94
4032 | 15.9 | 0.97
4033 | 15 | 1
4034 | 15 | 1
4035 | 15 | 1
4036 | 15 | 1
4037 | 15.3 | 1
4038 | 15.7 | 0.99
4039 | 16 | 0.99
4040 | 18.5 | 0.87
4041 | 21 | 0.83
4042 | 21 | 0.79
4043 | 20.1 | 0.85
4044 | 19.3 | 0.91
4045 | 18.4 | 0.98
4046 | 19.2 | 0.97
4047 | 20 | 0.96
4048 | 20.8 | 0.95
4049 | 20.5 | 0.95
4050 | 20.3 | 0.95
4051 | 20 | 0.95
4052 | 18.9 | 0.97
4053 | 17.7 | 0.98
4054 | 16.6 | 1
4055 | 16.4 | 0.99
4056 | 16.2 | 0.98
4057 | 16 | 0.97
4058 | 15.3 | 0.97
4059 | 14.5 | 0.98
4060 | 13.8 | 0.98
4061 | 14.7 | 0.98
4062 | 15.5 | 0.97
4063 | 16.4 | 0.96
4064 | 18.2 | 0.89
4065 | 20 | 0.82
4066 | 21.3 | 0.77
4067 | 22.5 | 0.76
4068 | 23.6 | 0.74
4069 | 24.8 | 0.72
4070 | 25 | 0.7
4071 | 25.2 | 0.68
4072 | 25.4 | 0.65
4073 | 25.5 | 0.66
4074 | 25.7 | 0.67
4075 | 25.8 | 0.67
4076 | 23.9 | 0.74
4077 | 21.9 | 0.81
4078 | 20 | 0.89
4079 | 19.8 | 0.92
4080 | 19.7 | 0.94
4081 | 19.5 | 0.97
4082 | 19.5 | 0.96
4083 | 19.6 | 0.96
4084 | 19.6 | 0.95
4085 | 20 | 0.94
4086 | 20.2 | 0.89
4087 | 20.4 | 0.86
4088 | 21.7 | 0.82
4089 | 22.9 | 0.78
4090 | 24.2 | 0.74
4091 | 24.8 | 0.71
4092 | 25.4 | 0.68
4093 | 26 | 0.66
4094 | 26 | 0.67
4095 | 26 | 0.69
4096 | 26 | 0.7
4097 | 24.5 | 0.76
4098 | 22.9 | 0.81
4099 | 21.4 | 0.87
4100 | 20.5 | 0.91
4101 | 19.5 | 0.96
4102 | 18.6 | 1
4103 | 18.3 | 0.99
4104 | 18 | 1
4105 | 18 | 0.95
4106 | 17.1 | 0.97
4107 | 16.1 | 0.98
4108 | 15.2 | 1
4109 | 15.5 | 0.98
4110 | 15.7 | 0.97
4111 | 16 | 0.95
4112 | 19 | 0.88
4113 | 21 | 0.69
4114 | 23 | 0.61
4115 | 23.9 | 0.59
4116 | 24.7 | 0.57
4117 | 25.6 | 0.55
4118 | 25.7 | 0.58
4119 | 25.9 | 0.6
4120 | 26 | 0.63
4121 | 27 | 0.57
4122 | 27 | 0.48
4123 | 24.2 | 0.62
4124 | 23 | 0.73
4125 | 20.4 | 0.8
4126 | 17.8 | 0.95
4127 | 17.3 | 0.96
4128 | 16.7 | 0.97
4129 | 16.2 | 0.98
4130 | 15.1 | 1
4131 | 14 | 1
4132 | 14 | 0.99
4133 | 14 | 1
4134 | 14 | 1
4135 | 17.4 | 0.91
4136 | 18.7 | 0.86
4137 | 19.9 | 0.81
4138 | 21.2 | 0.77
4139 | 22.5 | 0.73
4140 | 23.7 | 0.69
4141 | 25 | 0.65
4142 | 24.3 | 0.7
4143 | 23.7 | 0.75
4144 | 23 | 0.8
4145 | 22.3 | 0.85
4146 | 21.5 | 0.9
4147 | 20.8 | 0.96
4148 | 20.3 | 0.97
4149 | 19.7 | 0.99
4150 | 19.2 | 1
4151 | 18.9 | 0.99
4152 | 18.5 | 0.98
4153 | 18.2 | 0.97
4154 | 18.5 | 0.97
4155 | 18.9 | 0.97
4156 | 19.2 | 0.97
4157 | 19.2 | 0.97
4158 | 19.2 | 0.97
4159 | 19.2 | 0.96
4160 | 20.7 | 0.93
4161 | 22.1 | 0.89
4162 | 23.6 | 0.85
4163 | 24.1 | 0.81
4164 | 24.7 | 0.77
4165 | 25.2 | 0.72
4166 | 25.9 | 0.7
4167 | 26.7 | 0.67
4168 | 27.4 | 0.64
4169 | 27.9 | 0.65
4170 | 28.3 | 0.65
4171 | 28.8 | 0.65
4172 | 25.6 | 0.75
4173 | 22.4 | 0.86
4174 | 19.2 | 1
4175 | 17.9 | 1
4176 | 16.7 | 1
4177 | 15.4 | 1
4178 | 14.8 | 1
4179 | 14.2 | 1
4180 | 13.6 | 1
4181 | 15.3 | 0.95
4182 | 17.1 | 0.9
4183 | 18.8 | 0.85
4184 | 20.7 | 0.79
4185 | 22.7 | 0.74
4186 | 24.6 | 0.69
4187 | 25.3 | 0.68
4188 | 25.9 | 0.67
4189 | 26.6 | 0.65
4190 | 27.1 | 0.64
4191 | 27.7 | 0.62
4192 | 28.2 | 0.6
4193 | 28.4 | 0.61
4194 | 28.6 | 0.61
4195 | 28.8 | 0.61
4196 | 25 | 0.83
4197 | 21 | 1
4198 | 19 | 0.99
4199 | 18.5 | 0.99
4200 | 17.9 | 0.99
4201 | 17.4 | 0.99
4202 | 17.8 | 0.99
4203 | 18.2 | 0.99
4204 | 18.6 | 0.99
4205 | 19.4 | 0.95
4206 | 20.2 | 0.91
4207 | 21 | 0.87
4208 | 22.8 | 0.79
4209 | 24.6 | 0.72
4210 | 26.4 | 0.65
4211 | 26.6 | 0.65
4212 | 26.8 | 0.65
4213 | 27 | 0.65
4214 | 27.8 | 0.65
4215 | 28.6 | 0.65
4216 | 29.4 | 0.65
4217 | 28.9 | 0.66
4218 | 28.5 | 0.67
4219 | 28 | 0.67
4220 | 27 | 0.84
4221 | 24.2 | 0.84
4222 | 21.4 | 1
4223 | 20.7 | 1
4224 | 19.9 | 1
4225 | 19.2 | 1
4226 | 18.9 | 1
4227 | 18.7 | 1
4228 | 18.4 | 1
4229 | 19.3 | 0.98
4230 | 20.1 | 0.96
4231 | 21 | 0.95
4232 | 23.2 | 0.79
4233 | 25.4 | 0.66
4234 | 27.6 | 0.55
4235 | 29 | 0.48
4236 | 29.5 | 0.48
4237 | 30 | 0.46
4238 | 30.2 | 0.47
4239 | 30.4 | 0.48
4240 | 30.6 | 0.49
4241 | 31 | 0.48
4242 | 30 | 0.52
4243 | 29 | 0.55
4244 | 26.1 | 0.67
4245 | 23.1 | 0.82
4246 | 20.2 | 1
4247 | 19.8 | 1
4248 | 19.4 | 1
4249 | 19 | 1
4250 | 18.9 | 1
4251 | 18.9 | 1
4252 | 18.8 | 1
4253 | 19.5 | 0.96
4254 | 20.3 | 0.91
4255 | 21 | 0.87
4256 | 22.7 | 0.77
4257 | 24.3 | 0.68
4258 | 26 | 0.61
4259 | 27.2 | 0.62
4260 | 28.4 | 0.62
4261 | 29.6 | 0.63
4262 | 29.9 | 0.61
4263 | 30.3 | 0.6
4264 | 30.6 | 0.58
4265 | 29.4 | 0.62
4266 | 28.2 | 0.66
4267 | 27 | 0.71
4268 | 24.7 | 0.79
4269 | 22.3 | 0.89
4270 | 20 | 1
4271 | 20.1 | 0.99
4272 | 20.3 | 0.98
4273 | 20.4 | 0.96
4274 | 20.3 | 0.97
4275 | 20.1 | 0.98
4276 | 20 | 0.98
4277 | 20.2 | 0.97
4278 | 20.4 | 0.97
4279 | 20.6 | 0.96
4280 | 22 | 0.89
4281 | 23.4 | 0.82
4282 | 24.8 | 0.77
4283 | 26.2 | 0.72
4284 | 27.6 | 0.68
4285 | 29 | 0.64
4286 | 28.9 | 0.66
4287 | 28.7 | 0.67
4288 | 28.6 | 0.69
4289 | 27.1 | 0.73
4290 | 25.7 | 0.78
4291 | 24.2 | 0.83
4292 | 22.7 | 0.88
4293 | 21.3 | 0.94
4294 | 19.8 | 1
4295 | 19.9 | 0.98
4296 | 19.9 | 0.97
4297 | 20 | 0.95
4298 | 19.4 | 0.97
4299 | 18.8 | 0.98
4300 | 18.2 | 1
4301 | 18.8 | 0.98
4302 | 19.3 | 0.97
4303 | 19.9 | 0.95
4304 | 22.3 | 0.85
4305 | 24.6 | 0.76
4306 | 27 | 0.68
4307 | 28 | 0.65
4308 | 29 | 0.63
4309 | 30 | 0.6
4310 | 29.9 | 0.64
4311 | 29.7 | 0.67
4312 | 29.6 | 0.71
4313 | 26 | 0.82
4314 | 22.4 | 0.94
4315 | 27.2 | 0.73
4316 | 25.6 | 0.8
4317 | 24 | 0.86
4318 | 22.4 | 0.94
4319 | 21.7 | 0.96
4320 | 21 | 0.94
4321 | 20.4 | 0.98
4322 | 20.1 | 0.99
4323 | 19.9 | 0.99
4324 | 19.6 | 1
4325 | 19.7 | 1
4326 | 19.9 | 1
4327 | 20 | 1
4328 | 21.5 | 0.92
4329 | 23 | 0.85
4330 | 24.5 | 0.78
4331 | 26 | 0.72
4332 | 27.5 | 0.67
4333 | 29 | 0.62
4334 | 29.5 | 0.57
4335 | 29.9 | 0.52
4336 | 30.4 | 0.48
4337 | 29.2 | 0.54
4338 | 28.1 | 0.61
4339 | 26.9 | 0.68
4340 | 25.2 | 0.8
4341 | 24.4 | 0.84
4342 | 23.7 | 0.89
4343 | 22.9 | 0.92
4344 | 22.3 | 0.93
4345 | 21.9 | 0.92
4346 | 21.7 | 0.9
4347 | 21.5 | 0.88
4348 | 21.5 | 0.86
4349 | 21.5 | 0.86
4350 | 21.5 | 0.86
4351 | 21.4 | 0.86
4352 | 22.6 | 0.79
4353 | 23.3 | 0.76
4354 | 24.1 | 0.72
4355 | 24.9 | 0.68
4356 | 25.6 | 0.65
4357 | 26.4 | 0.62
4358 | 26.9 | 0.59
4359 | 27.4 | 0.56
4360 | 27.9 | 0.54
4361 | 27.5 | 0.56
4362 | 27 | 0.58
4363 | 26.6 | 0.61
4364 | 25.8 | 0.65
4365 | 24.9 | 0.7
4366 | 24.1 | 0.75
4367 | 24.1 | 0.76
4368 | 24.2 | 0.76
4369 | 24.2 | 0.77
4370 | 22.1 | 0.81
4371 | 19.9 | 0.84
4372 | 17.8 | 0.88
4373 | 18.2 | 0.87
4374 | 18.5 | 0.86
4375 | 18.9 | 0.85
4376 | 20.6 | 0.75
4377 | 22.3 | 0.67
4378 | 24 | 0.59
4379 | 24.9 | 0.57
4380 | 25.9 | 0.55
4381 | 26.8 | 0.53
4382 | 26.1 | 0.53
4383 | 25.4 | 0.53
4384 | 24.7 | 0.52
4385 | 24.1 | 0.57
4386 | 23.5 | 0.62
4387 | 23 | 0.67
4388 | 22.4 | 0.71
4389 | 21.8 | 0.76
4390 | 21.2 | 0.8
4391 | 20.9 | 0.82
4392 | 20.7 | 0.84
4393 | 20.4 | 0.87
4394 | 20 | 0.87
4395 | 19.7 | 0.87
4396 | 19.3 | 0.88
4397 | 19.5 | 0.86
4398 | 19.6 | 0.84
4399 | 19.8 | 0.82
4400 | 20.9 | 0.78
4401 | 21.9 | 0.74
4402 | 23 | 0.71
4403 | 23.6 | 0.69
4404 | 24.2 | 0.67
4405 | 24.8 | 0.65
4406 | 23.1 | 0.66
4407 | 21.3 | 0.66
4408 | 19.6 | 0.66
4409 | 19 | 0.72
4410 | 18.5 | 0.79
4411 | 17.9 | 0.86
4412 | 17.7 | 0.86
4413 | 17.6 | 0.87
4414 | 17.4 | 0.87
4415 | 17 | 0.88
4416 | 16.6 | 0.88
4417 | 16.2 | 0.89
4418 | 16.5 | 0.84
4419 | 16.7 | 0.8
4420 | 17 | 0.76
4421 | 17.3 | 0.72
4422 | 17.5 | 0.69
4423 | 17.8 | 0.65
4424 | 20.3 | 0.57
4425 | 22.8 | 0.5
4426 | 25.3 | 0.44
4427 | 25.8 | 0.41
4428 | 26.3 | 0.39
4429 | 26.8 | 0.36
4430 | 27.4 | 0.34
4431 | 27.9 | 0.32
4432 | 28.4 | 0.3
4433 | 27.8 | 0.33
4434 | 27.3 | 0.36
4435 | 26.7 | 0.4
4436 | 24.6 | 0.5
4437 | 22.4 | 0.62
4438 | 20.3 | 0.77
4439 | 19.5 | 0.77
4440 | 18.7 | 0.77
4441 | 17.9 | 0.77
4442 | 17.2 | 0.79
4443 | 16.6 | 0.81
4444 | 15.9 | 0.83
4445 | 16.9 | 0.79
4446 | 17.8 | 0.75
4447 | 18.8 | 0.71
4448 | 21.2 | 0.56
4449 | 23.7 | 0.44
4450 | 26.1 | 0.34
4451 | 27 | 0.33
4452 | 27.9 | 0.32
4453 | 28.8 | 0.31
4454 | 28.8 | 0.32
4455 | 28.7 | 0.34
4456 | 28.7 | 0.35
4457 | 28.4 | 0.37
4458 | 28.2 | 0.39
4459 | 27.9 | 0.41
4460 | 25.7 | 0.5
4461 | 23.6 | 0.6
4462 | 21.4 | 0.73
4463 | 20.2 | 0.77
4464 | 18.9 | 0.82
4465 | 17.7 | 0.87
4466 | 18.3 | 0.82
4467 | 18.9 | 0.77
4468 | 19.5 | 0.73
4469 | 19.8 | 0.77
4470 | 20 | 0.8
4471 | 20.3 | 0.84
4472 | 21.4 | 0.77
4473 | 22.6 | 0.71
4474 | 23.7 | 0.65
4475 | 24.8 | 0.59
4476 | 26 | 0.55
4477 | 27.1 | 0.5
4478 | 27.5 | 0.51
4479 | 28 | 0.51
4480 | 28.4 | 0.52
4481 | 28 | 0.51
4482 | 27.7 | 0.49
4483 | 27.3 | 0.48
4484 | 25.4 | 0.55
4485 | 23.5 | 0.62
4486 | 21.6 | 0.71
4487 | 20.3 | 0.77
4488 | 19 | 0.83
4489 | 17.7 | 0.9
4490 | 17.7 | 0.89
4491 | 17.7 | 0.88
4492 | 17.6 | 0.88
4493 | 18 | 0.91
4494 | 18.3 | 0.93
4495 | 18.7 | 0.96
4496 | 19.7 | 0.89
4497 | 20.7 | 0.83
4498 | 21.7 | 0.78
4499 | 22.9 | 0.73
4500 | 24.2 | 0.67
4501 | 25.4 | 0.63
4502 | 24.3 | 0.68
4503 | 23.1 | 0.74
4504 | 22 | 0.81
4505 | 21.8 | 0.8
4506 | 21.5 | 0.8
4507 | 21.3 | 0.79
4508 | 20.3 | 0.82
4509 | 19.2 | 0.85
4510 | 18.2 | 0.89
4511 | 17.9 | 0.85
4512 | 17.7 | 0.82
4513 | 17.4 | 0.78
4514 | 17.1 | 0.74
4515 | 16.9 | 0.7
4516 | 16.6 | 0.66
4517 | 17.6 | 0.54
4518 | 18.5 | 0.43
4519 | 19.5 | 0.34
4520 | 21.1 | 0.29
4521 | 22.7 | 0.24
4522 | 24.3 | 0.2
4523 | 24.8 | 0.19
4524 | 25.2 | 0.18
4525 | 25.7 | 0.16
4526 | 25.8 | 0.18
4527 | 25.9 | 0.19
4528 | 26 | 0.2
4529 | 25.8 | 0.2
4530 | 25.7 | 0.2
4531 | 24.2 | 0.18
4532 | 22.4 | 0.24
4533 | 20.5 | 0.32
4534 | 18.7 | 0.42
4535 | 18.1 | 0.44
4536 | 17.4 | 0.46
4537 | 16.8 | 0.48
4538 | 16 | 0.48
4539 | 15.1 | 0.47
4540 | 14.3 | 0.47
4541 | 14.8 | 0.53
4542 | 15.2 | 0.59
4543 | 15.7 | 0.65
4544 | 18 | 0.55
4545 | 20.2 | 0.48
4546 | 22.5 | 0.41
4547 | 23.1 | 0.38
4548 | 23.6 | 0.36
4549 | 24.2 | 0.34
4550 | 24.6 | 0.35
4551 | 24.9 | 0.36
4552 | 25.3 | 0.37
4553 | 25.6 | 0.36
4554 | 26 | 0.34
4555 | 24.4 | 0.32
4556 | 22.2 | 0.42
4557 | 20.1 | 0.53
4558 | 17.9 | 0.68
4559 | 17.4 | 0.71
4560 | 16.9 | 0.75
4561 | 16.4 | 0.79
4562 | 15.5 | 0.81
4563 | 14.5 | 0.84
4564 | 13.6 | 0.86
4565 | 15.2 | 0.76
4566 | 16.8 | 0.68
4567 | 18.4 | 0.6
4568 | 20 | 0.54
4569 | 21.6 | 0.48
4570 | 23.2 | 0.43
4571 | 24.2 | 0.41
4572 | 25.2 | 0.39
4573 | 26.2 | 0.37
4574 | 26.6 | 0.35
4575 | 27 | 0.33
4576 | 27.4 | 0.31
4577 | 27.3 | 0.33
4578 | 27.3 | 0.36
4579 | 27.2 | 0.38
4580 | 25.6 | 0.42
4581 | 24 | 0.48
4582 | 22.3 | 0.53
4583 | 20.7 | 0.6
4584 | 19.1 | 0.67
4585 | 17.5 | 0.76
4586 | 16.5 | 0.78
4587 | 15.6 | 0.81
4588 | 14.6 | 0.84
4589 | 15.5 | 0.82
4590 | 16.4 | 0.81
4591 | 17.3 | 0.79
4592 | 19.2 | 0.72
4593 | 21.2 | 0.66
4594 | 23.1 | 0.6
4595 | 24.1 | 0.59
4596 | 25 | 0.57
4597 | 26 | 0.56
4598 | 26.2 | 0.56
4599 | 26.4 | 0.55
4600 | 26.6 | 0.55
4601 | 25.7 | 0.58
4602 | 24.7 | 0.62
4603 | 23.8 | 0.65
4604 | 22.9 | 0.69
4605 | 21.9 | 0.73
4606 | 21 | 0.78
4607 | 20.1 | 0.8
4608 | 19.1 | 0.83
4609 | 18.2 | 0.86
4610 | 17.9 | 0.83
4611 | 17.5 | 0.79
4612 | 17.2 | 0.75
4613 | 17.5 | 0.8
4614 | 17.9 | 0.84
4615 | 18.2 | 0.88
4616 | 20 | 0.78
4617 | 21.9 | 0.69
4618 | 23.7 | 0.62
4619 | 24.6 | 0.61
4620 | 25.4 | 0.6
4621 | 26.3 | 0.59
4622 | 27 | 0.56
4623 | 27.6 | 0.53
4624 | 28.3 | 0.5
4625 | 28.1 | 0.51
4626 | 27.9 | 0.52
4627 | 27.7 | 0.53
4628 | 25.8 | 0.58
4629 | 23.9 | 0.63
4630 | 22 | 0.69
4631 | 20.9 | 0.73
4632 | 19.9 | 0.77
4633 | 18.8 | 0.82
4634 | 18.8 | 0.8
4635 | 18.7 | 0.79
4636 | 18.6 | 0.77
4637 | 18.8 | 0.79
4638 | 19 | 0.81
4639 | 19.2 | 0.83
4640 | 20.4 | 0.76
4641 | 21.7 | 0.7
4642 | 22.9 | 0.64
4643 | 24.1 | 0.59
4644 | 25.4 | 0.54
4645 | 26.6 | 0.5
4646 | 26.8 | 0.49
4647 | 27 | 0.47
4648 | 27.2 | 0.46
4649 | 26.9 | 0.49
4650 | 26.7 | 0.53
4651 | 26.4 | 0.56
4652 | 25.3 | 0.6
4653 | 24.2 | 0.63
4654 | 23.1 | 0.68
4655 | 21.8 | 0.74
4656 | 20.4 | 0.8
4657 | 19.1 | 0.88
4658 | 19.2 | 0.88
4659 | 19.2 | 0.88
4660 | 19.3 | 0.88
4661 | 19.2 | 0.88
4662 | 19.1 | 0.88
4663 | 19 | 0.88
4664 | 20.7 | 0.81
4665 | 22.5 | 0.74
4666 | 24.2 | 0.69
4667 | 24.8 | 0.66
4668 | 25.3 | 0.64
4669 | 25.9 | 0.62
4670 | 26.4 | 0.6
4671 | 26.8 | 0.58
4672 | 27.3 | 0.57
4673 | 24.4 | 0.64
4674 | 21.4 | 0.71
4675 | 18.5 | 0.79
4676 | 18.2 | 0.79
4677 | 17.9 | 0.78
4678 | 17.6 | 0.78
4679 | 17.2 | 0.78
4680 | 16.7 | 0.78
4681 | 16.3 | 0.79
4682 | 15.5 | 0.82
4683 | 14.7 | 0.85
4684 | 13.9 | 0.89
4685 | 14.5 | 0.88
4686 | 15.1 | 0.88
4687 | 15.7 | 0.87
4688 | 17.3 | 0.76
4689 | 18.9 | 0.67
4690 | 20.5 | 0.59
4691 | 21.3 | 0.55
4692 | 22.2 | 0.52
4693 | 23 | 0.49
4694 | 22.8 | 0.5
4695 | 22.7 | 0.52
4696 | 22.5 | 0.53
4697 | 22.3 | 0.54
4698 | 22.2 | 0.56
4699 | 22 | 0.57
4700 | 22 | 0.57
4701 | 22 | 0.57
4702 | 22 | 0.57
4703 | 20.1 | 0.66
4704 | 18.3 | 0.75
4705 | 16.4 | 0.87
4706 | 15.8 | 0.86
4707 | 15.1 | 0.86
4708 | 14.5 | 0.85
4709 | 15.5 | 0.81
4710 | 16.6 | 0.77
4711 | 17.6 | 0.74
4712 | 19.3 | 0.62
4713 | 20.9 | 0.52
4714 | 22.6 | 0.44
4715 | 23 | 0.43
4716 | 23.5 | 0.41
4717 | 23.9 | 0.4
4718 | 24.5 | 0.4
4719 | 25 | 0.4
4720 | 25.6 | 0.4
4721 | 25.4 | 0.4
4722 | 25.2 | 0.41
4723 | 25 | 0.41
4724 | 23.4 | 0.49
4725 | 21.8 | 0.58
4726 | 20.2 | 0.69
4727 | 18.9 | 0.73
4728 | 17.7 | 0.78
4729 | 16.4 | 0.83
4730 | 16.4 | 0.84
4731 | 16.4 | 0.85
4732 | 16.4 | 0.86
4733 | 16.4 | 0.86
4734 | 16.4 | 0.87
4735 | 16.4 | 0.88
4736 | 18.6 | 0.73
4737 | 20.9 | 0.61
4738 | 23.1 | 0.51
4739 | 24 | 0.5
4740 | 24.9 | 0.48
4741 | 25.8 | 0.47
4742 | 26.3 | 0.46
4743 | 26.8 | 0.45
4744 | 27.3 | 0.44
4745 | 27.3 | 0.43
4746 | 27.4 | 0.43
4747 | 27.4 | 0.42
4748 | 25.1 | 0.5
4749 | 22.7 | 0.6
4750 | 20.4 | 0.72
4751 | 19.7 | 0.75
4752 | 19 | 0.79
4753 | 18.3 | 0.84
4754 | 18.1 | 0.84
4755 | 18 | 0.84
4756 | 17.8 | 0.85
4757 | 18.3 | 0.83
4758 | 18.8 | 0.81
4759 | 19.3 | 0.8
4760 | 21 | 0.73
4761 | 22.7 | 0.67
4762 | 24.4 | 0.62
4763 | 25.3 | 0.59
4764 | 26.2 | 0.56
4765 | 27.1 | 0.54
4766 | 27.3 | 0.53
4767 | 27.5 | 0.51
4768 | 27.7 | 0.5
4769 | 27.7 | 0.48
4770 | 27.8 | 0.45
4771 | 27.8 | 0.43
4772 | 25.7 | 0.52
4773 | 23.7 | 0.64
4774 | 21.6 | 0.77
4775 | 21.1 | 0.79
4776 | 20.6 | 0.8
4777 | 20.1 | 0.82
4778 | 20.1 | 0.83
4779 | 20 | 0.85
4780 | 20 | 0.87
4781 | 20.4 | 0.85
4782 | 20.8 | 0.83
4783 | 21.2 | 0.82
4784 | 22.9 | 0.73
4785 | 24.5 | 0.65
4786 | 26.2 | 0.58
4787 | 27.1 | 0.54
4788 | 28 | 0.51
4789 | 28.9 | 0.48
4790 | 28.9 | 0.47
4791 | 28.9 | 0.47
4792 | 28.9 | 0.47
4793 | 28.5 | 0.5
4794 | 28 | 0.53
4795 | 27.6 | 0.56
4796 | 25.9 | 0.63
4797 | 24.1 | 0.71
4798 | 22.4 | 0.8
4799 | 22.1 | 0.82
4800 | 21.8 | 0.84
4801 | 21.5 | 0.86
4802 | 21.4 | 0.86
4803 | 21.3 | 0.86
4804 | 21.2 | 0.86
4805 | 21.5 | 0.86
4806 | 21.7 | 0.86
4807 | 22 | 0.87
4808 | 23.6 | 0.77
4809 | 25.3 | 0.68
4810 | 26.9 | 0.6
4811 | 27.8 | 0.56
4812 | 28.8 | 0.53
4813 | 29.7 | 0.5
4814 | 29.5 | 0.52
4815 | 29.4 | 0.53
4816 | 29.2 | 0.55
4817 | 29.1 | 0.57
4818 | 28.9 | 0.59
4819 | 28.8 | 0.61
4820 | 27.1 | 0.67
4821 | 25.3 | 0.74
4822 | 23.6 | 0.82
4823 | 23.6 | 0.82
4824 | 23.7 | 0.82
4825 | 23.7 | 0.83
4826 | 23.4 | 0.83
4827 | 23.1 | 0.84
4828 | 22.8 | 0.85
4829 | 22.7 | 0.86
4830 | 22.6 | 0.87
4831 | 22.5 | 0.88
4832 | 24.2 | 0.77
4833 | 25.8 | 0.68
4834 | 27.4 | 0.6
4835 | 28.2 | 0.57
4836 | 29.1 | 0.54
4837 | 29.9 | 0.51
4838 | 29.9 | 0.5
4839 | 29.8 | 0.5
4840 | 29.8 | 0.5
4841 | 30.7 | 0.5
4842 | 31.5 | 0.49
4843 | 32.4 | 0.49
4844 | 30.7 | 0.53
4845 | 28.9 | 0.57
4846 | 27.2 | 0.61
4847 | 25.5 | 0.66
4848 | 23.7 | 0.71
4849 | 22 | 0.77
4850 | 21.9 | 0.77
4851 | 21.9 | 0.78
4852 | 21.8 | 0.78
4853 | 21.8 | 0.79
4854 | 21.7 | 0.81
4855 | 21.7 | 0.82
4856 | 23.7 | 0.71
4857 | 25.8 | 0.61
4858 | 27.8 | 0.53
4859 | 28.4 | 0.5
4860 | 28.9 | 0.47
4861 | 29.5 | 0.44
4862 | 30.1 | 0.41
4863 | 30.6 | 0.38
4864 | 31.2 | 0.36
4865 | 31.1 | 0.35
4866 | 31.1 | 0.34
4867 | 31 | 0.33
4868 | 29.4 | 0.38
4869 | 27.8 | 0.44
4870 | 26.2 | 0.51
4871 | 24.7 | 0.58
4872 | 23.1 | 0.66
4873 | 21.5 | 0.76
4874 | 20.8 | 0.78
4875 | 20.2 | 0.79
4876 | 19.5 | 0.81
4877 | 20.2 | 0.8
4878 | 21 | 0.78
4879 | 21.7 | 0.77
4880 | 23.7 | 0.67
4881 | 25.8 | 0.59
4882 | 27.8 | 0.52
4883 | 29 | 0.46
4884 | 30.1 | 0.4
4885 | 31.3 | 0.35
4886 | 31.6 | 0.34
4887 | 31.9 | 0.34
4888 | 32.2 | 0.33
4889 | 31.4 | 0.36
4890 | 30.7 | 0.4
4891 | 29.9 | 0.44
4892 | 28.6 | 0.48
4893 | 27.4 | 0.54
4894 | 26.1 | 0.59
4895 | 24.8 | 0.65
4896 | 23.6 | 0.72
4897 | 22.3 | 0.8
4898 | 21.5 | 0.81
4899 | 20.8 | 0.82
4900 | 20 | 0.84
4901 | 20.7 | 0.81
4902 | 21.3 | 0.78
4903 | 22 | 0.76
4904 | 24.1 | 0.67
4905 | 26.2 | 0.6
4906 | 28.3 | 0.53
4907 | 29.3 | 0.47
4908 | 30.4 | 0.42
4909 | 31.4 | 0.37
4910 | 31.8 | 0.37
4911 | 32.2 | 0.37
4912 | 32.6 | 0.37
4913 | 32.1 | 0.37
4914 | 31.7 | 0.38
4915 | 31.2 | 0.38
4916 | 29.4 | 0.45
4917 | 27.7 | 0.53
4918 | 25.9 | 0.63
4919 | 25.3 | 0.7
4920 | 24.6 | 0.77
4921 | 24 | 0.85
4922 | 23.7 | 0.84
4923 | 23.4 | 0.83
4924 | 23.1 | 0.83
4925 | 24.9 | 0.77
4926 | 26.6 | 0.73
4927 | 28.4 | 0.68
4928 | 28.3 | 0.65
4929 | 28.1 | 0.61
4930 | 28 | 0.58
4931 | 28.8 | 0.53
4932 | 29.6 | 0.49
4933 | 30.4 | 0.45
4934 | 29.9 | 0.47
4935 | 29.4 | 0.5
4936 | 28.9 | 0.53
4937 | 28.4 | 0.56
4938 | 27.9 | 0.59
4939 | 27.4 | 0.62
4940 | 26.3 | 0.67
4941 | 25.2 | 0.73
4942 | 24.1 | 0.79
4943 | 23.5 | 0.8
4944 | 22.8 | 0.82
4945 | 22.2 | 0.84
4946 | 22.1 | 0.83
4947 | 22.1 | 0.82
4948 | 22 | 0.82
4949 | 21.5 | 0.84
4950 | 20.9 | 0.86
4951 | 20.4 | 0.88
4952 | 21.8 | 0.79
4953 | 23.2 | 0.7
4954 | 24.6 | 0.63
4955 | 25.8 | 0.56
4956 | 26.9 | 0.5
4957 | 28.1 | 0.45
4958 | 28.1 | 0.47
4959 | 28 | 0.49
4960 | 28 | 0.51
4961 | 28 | 0.53
4962 | 27.9 | 0.55
4963 | 27.9 | 0.57
4964 | 26.5 | 0.64
4965 | 25.1 | 0.71
4966 | 23.7 | 0.8
4967 | 23.7 | 0.81
4968 | 23.6 | 0.82
4969 | 23.6 | 0.83
4970 | 23.4 | 0.83
4971 | 23.2 | 0.83
4972 | 23 | 0.83
4973 | 22.9 | 0.83
4974 | 22.7 | 0.83
4975 | 22.5 | 0.83
4976 | 23.1 | 0.8
4977 | 23.6 | 0.78
4978 | 24.2 | 0.75
4979 | 24.8 | 0.73
4980 | 25.3 | 0.71
4981 | 25.9 | 0.69
4982 | 26 | 0.68
4983 | 26.2 | 0.68
4984 | 26.3 | 0.67
4985 | 24.8 | 0.73
4986 | 23.3 | 0.8
4987 | 21.8 | 0.87
4988 | 21.4 | 0.87
4989 | 21.1 | 0.87
4990 | 20.7 | 0.87
4991 | 20.4 | 0.87
4992 | 20 | 0.87
4993 | 19.7 | 0.87
4994 | 18.9 | 0.87
4995 | 18.2 | 0.87
4996 | 17.4 | 0.87
4997 | 17.9 | 0.84
4998 | 18.3 | 0.81
4999 | 18.8 | 0.79
5000 | 21 | 0.66
5001 | 23.3 | 0.55
5002 | 25.5 | 0.46
5003 | 26.5 | 0.42
5004 | 27.4 | 0.38
5005 | 28.4 | 0.34
5006 | 28.6 | 0.36
5007 | 28.8 | 0.37
5008 | 29 | 0.39
5009 | 28.2 | 0.42
5010 | 27.3 | 0.45
5011 | 26.5 | 0.49
5012 | 24.3 | 0.56
5013 | 22.2 | 0.65
5014 | 20 | 0.75
5015 | 20.1 | 0.74
5016 | 20.1 | 0.73
5017 | 20.2 | 0.72
5018 | 19 | 0.73
5019 | 17.7 | 0.73
5020 | 16.5 | 0.74
5021 | 17.2 | 0.73
5022 | 17.9 | 0.72
5023 | 18.6 | 0.71
5024 | 20.6 | 0.66
5025 | 22.6 | 0.61
5026 | 24.6 | 0.57
5027 | 25.2 | 0.54
5028 | 25.9 | 0.51
5029 | 26.5 | 0.48
5030 | 27.1 | 0.46
5031 | 27.8 | 0.43
5032 | 28.4 | 0.41
5033 | 28.4 | 0.42
5034 | 28.3 | 0.43
5035 | 28.3 | 0.44
5036 | 25.5 | 0.52
5037 | 22.8 | 0.62
5038 | 20 | 0.75
5039 | 19.5 | 0.77
5040 | 19 | 0.79
5041 | 18.5 | 0.82
5042 | 18.8 | 0.81
5043 | 19.2 | 0.81
5044 | 19.5 | 0.81
5045 | 20 | 0.78
5046 | 20.4 | 0.76
5047 | 20.9 | 0.74
5048 | 22.2 | 0.68
5049 | 23.4 | 0.63
5050 | 24.6 | 0.59
5051 | 25.9 | 0.55
5052 | 27.1 | 0.51
5053 | 28.4 | 0.47
5054 | 28.9 | 0.43
5055 | 29.3 | 0.4
5056 | 29.8 | 0.37
5057 | 29.2 | 0.4
5058 | 28.5 | 0.42
5059 | 27.9 | 0.45
5060 | 25.9 | 0.52
5061 | 23.9 | 0.6
5062 | 21.9 | 0.7
5063 | 21.2 | 0.71
5064 | 20.6 | 0.72
5065 | 19.9 | 0.74
5066 | 19.4 | 0.77
5067 | 18.8 | 0.81
5068 | 18.3 | 0.85
5069 | 18.9 | 0.83
5070 | 19.6 | 0.81
5071 | 20.2 | 0.79
5072 | 21.3 | 0.75
5073 | 22.4 | 0.71
5074 | 23.5 | 0.68
5075 | 24.5 | 0.65
5076 | 25.6 | 0.63
5077 | 26.6 | 0.61
5078 | 26.9 | 0.59
5079 | 27.3 | 0.57
5080 | 27.6 | 0.55
5081 | 26.7 | 0.59
5082 | 25.8 | 0.63
5083 | 24.9 | 0.68
5084 | 23.7 | 0.75
5085 | 23.1 | 0.77
5086 | 22.5 | 0.79
5087 | 21.7 | 0.8
5088 | 20.8 | 0.81
5089 | 19.9 | 0.81
5090 | 19 | 0.81
5091 | 18.4 | 0.81
5092 | 18 | 0.81
5093 | 17.9 | 0.81
5094 | 17.9 | 0.81
5095 | 17.8 | 0.8
5096 | 19.6 | 0.7
5097 | 20.8 | 0.62
5098 | 22.1 | 0.55
5099 | 23.4 | 0.49
5100 | 24.6 | 0.43
5101 | 25.9 | 0.38
5102 | 26.3 | 0.41
5103 | 26.8 | 0.44
5104 | 27.2 | 0.46
5105 | 26.5 | 0.47
5106 | 25.8 | 0.49
5107 | 25.1 | 0.5
5108 | 23.3 | 0.56
5109 | 21.4 | 0.64
5110 | 19.6 | 0.72
5111 | 18.8 | 0.77
5112 | 17.9 | 0.82
5113 | 17.1 | 0.87
5114 | 17.2 | 0.87
5115 | 17.4 | 0.86
5116 | 17.5 | 0.86
5117 | 17.6 | 0.86
5118 | 17.8 | 0.85
5119 | 17.9 | 0.85
5120 | 19.4 | 0.76
5121 | 21 | 0.67
5122 | 22.5 | 0.6
5123 | 24 | 0.54
5124 | 25.6 | 0.48
5125 | 27.1 | 0.43
5126 | 27.5 | 0.41
5127 | 27.8 | 0.4
5128 | 28.2 | 0.39
5129 | 26.8 | 0.43
5130 | 25.5 | 0.48
5131 | 24.2 | 0.54
5132 | 22.8 | 0.6
5133 | 21.4 | 0.67
5134 | 20.1 | 0.75
5135 | 20 | 0.77
5136 | 19.9 | 0.79
5137 | 19.8 | 0.83
5138 | 19.5 | 0.83
5139 | 19.2 | 0.86
5140 | 18.9 | 0.88
5141 | 18.6 | 0.91
5142 | 18.3 | 0.94
5143 | 18 | 0.97
5144 | 19.2 | 0.88
5145 | 20.4 | 0.81
5146 | 21.6 | 0.74
5147 | 22.4 | 0.7
5148 | 23.2 | 0.66
5149 | 24 | 0.63
5150 | 25 | 0.56
5151 | 25.9 | 0.5
5152 | 26.9 | 0.44
5153 | 26.4 | 0.48
5154 | 25.8 | 0.52
5155 | 25.3 | 0.56
5156 | 23.9 | 0.62
5157 | 22.4 | 0.69
5158 | 21 | 0.77
5159 | 20.4 | 0.79
5160 | 19.8 | 0.82
5161 | 19.3 | 0.85
5162 | 19.3 | 0.84
5163 | 19.3 | 0.83
5164 | 19.3 | 0.82
5165 | 19.3 | 0.81
5166 | 19.3 | 0.81
5167 | 19.3 | 0.8
5168 | 21.1 | 0.69
5169 | 23 | 0.6
5170 | 24.8 | 0.53
5171 | 24.9 | 0.55
5172 | 25 | 0.57
5173 | 25 | 0.6
5174 | 25.1 | 0.62
5175 | 25.2 | 0.64
5176 | 25.3 | 0.66
5177 | 24.8 | 0.67
5178 | 24.2 | 0.69
5179 | 23.7 | 0.7
5180 | 23.1 | 0.72
5181 | 22.6 | 0.75
5182 | 22 | 0.83
5183 | 21.5 | 0.8
5184 | 21 | 0.82
5185 | 20.5 | 0.85
5186 | 20.4 | 0.84
5187 | 20.3 | 0.84
5188 | 20.2 | 0.84
5189 | 20.1 | 0.84
5190 | 20 | 0.84
5191 | 19.9 | 0.84
5192 | 21.6 | 0.73
5193 | 23.4 | 0.64
5194 | 25.1 | 0.56
5195 | 26.1 | 0.52
5196 | 27.2 | 0.49
5197 | 28.2 | 0.46
5198 | 28.4 | 0.45
5199 | 28.6 | 0.45
5200 | 28.8 | 0.44
5201 | 28.4 | 0.43
5202 | 28.1 | 0.41
5203 | 27.7 | 0.4
5204 | 25.9 | 0.5
5205 | 24 | 0.62
5206 | 22.2 | 0.76
5207 | 22.1 | 0.77
5208 | 22 | 0.79
5209 | 21.9 | 0.81
5210 | 21.9 | 0.81
5211 | 21.9 | 0.8
5212 | 21.9 | 0.8
5213 | 21.9 | 0.79
5214 | 21.9 | 0.79
5215 | 22 | 0.79
5216 | 23.5 | 0.7
5217 | 25.1 | 0.63
5218 | 26.7 | 0.56
5219 | 27.3 | 0.53
5220 | 27.8 | 0.5
5221 | 28.4 | 0.47
5222 | 29.2 | 0.46
5223 | 30.1 | 0.44
5224 | 30.9 | 0.43
5225 | 29.7 | 0.47
5226 | 28.5 | 0.52
5227 | 27.3 | 0.57
5228 | 26.2 | 0.62
5229 | 25 | 0.68
5230 | 23.8 | 0.75
5231 | 23.4 | 0.77
5232 | 23.1 | 0.8
5233 | 22.7 | 0.83
5234 | 22.4 | 0.83
5235 | 22 | 0.84
5236 | 21.7 | 0.85
5237 | 21.4 | 0.85
5238 | 21 | 0.86
5239 | 20.7 | 0.87
5240 | 21.7 | 0.8
5241 | 22.6 | 0.74
5242 | 23.6 | 0.69
5243 | 24.8 | 0.61
5244 | 26.1 | 0.54
5245 | 27.3 | 0.48
5246 | 28 | 0.45
5247 | 28.6 | 0.42
5248 | 29.3 | 0.4
5249 | 29.1 | 0.41
5250 | 28.9 | 0.41
5251 | 28.7 | 0.42
5252 | 27.1 | 0.51
5253 | 25.6 | 0.6
5254 | 24 | 0.72
5255 | 23.3 | 0.75
5256 | 22.7 | 0.78
5257 | 22 | 0.82
5258 | 22 | 0.81
5259 | 22.1 | 0.81
5260 | 22.2 | 0.8
5261 | 22.2 | 0.8
5262 | 22.2 | 0.79
5263 | 22.3 | 0.79
5264 | 23.4 | 0.73
5265 | 24.5 | 0.69
5266 | 25.6 | 0.64
5267 | 26.7 | 0.58
5268 | 27.9 | 0.53
5269 | 29 | 0.48
5270 | 29.4 | 0.46
5271 | 29.8 | 0.44
5272 | 30.1 | 0.42
5273 | 29.7 | 0.43
5274 | 29.2 | 0.44
5275 | 28.8 | 0.45
5276 | 27.5 | 0.51
5277 | 26.1 | 0.57
5278 | 24.8 | 0.65
5279 | 23.9 | 0.7
5280 | 22.9 | 0.75
5281 | 22 | 0.82
5282 | 22.2 | 0.78
5283 | 22.4 | 0.75
5284 | 22.7 | 0.72
5285 | 22.9 | 0.69
5286 | 23.1 | 0.66
5287 | 23.3 | 0.63
5288 | 24.6 | 0.55
5289 | 25.8 | 0.49
5290 | 27.1 | 0.43
5291 | 28 | 0.41
5292 | 28.9 | 0.4
5293 | 29.8 | 0.39
5294 | 29.8 | 0.4
5295 | 29.7 | 0.41
5296 | 29.7 | 0.42
5297 | 28.9 | 0.45
5298 | 28 | 0.49
5299 | 27.2 | 0.53
5300 | 26 | 0.59
5301 | 24.7 | 0.66
5302 | 23.5 | 0.74
5303 | 22.7 | 0.78
5304 | 22 | 0.82
5305 | 21.2 | 0.86
5306 | 21.4 | 0.85
5307 | 21.5 | 0.84
5308 | 21.7 | 0.84
5309 | 21.9 | 0.83
5310 | 22 | 0.82
5311 | 22.2 | 0.82
5312 | 23.2 | 0.77
5313 | 24.1 | 0.73
5314 | 25.1 | 0.7
5315 | 25.8 | 0.65
5316 | 26.5 | 0.61
5317 | 27.2 | 0.57
5318 | 28 | 0.51
5319 | 28.9 | 0.47
5320 | 29.7 | 0.42
5321 | 29.4 | 0.44
5322 | 29.2 | 0.46
5323 | 28.9 | 0.48
5324 | 27.5 | 0.51
5325 | 26.2 | 0.54
5326 | 24.8 | 0.57
5327 | 23.4 | 0.61
5328 | 22.1 | 0.65
5329 | 20.7 | 0.69
5330 | 20.3 | 0.71
5331 | 19.9 | 0.72
5332 | 19.5 | 0.74
5333 | 19.2 | 0.75
5334 | 18.8 | 0.77
5335 | 18.4 | 0.79
5336 | 20.9 | 0.64
5337 | 23.5 | 0.53
5338 | 26 | 0.43
5339 | 26.3 | 0.44
5340 | 26.5 | 0.45
5341 | 26.8 | 0.46
5342 | 27.6 | 0.42
5343 | 28.5 | 0.38
5344 | 29.3 | 0.35
5345 | 27.8 | 0.41
5346 | 26.3 | 0.49
5347 | 24.8 | 0.57
5348 | 23.2 | 0.62
5349 | 21.7 | 0.68
5350 | 20.1 | 0.74
5351 | 19.5 | 0.76
5352 | 18.9 | 0.78
5353 | 18.3 | 0.8
5354 | 18.4 | 0.81
5355 | 18.4 | 0.82
5356 | 18.5 | 0.83
5357 | 18.5 | 0.84
5358 | 18.6 | 0.85
5359 | 18.6 | 0.86
5360 | 18.6 | 0.82
5361 | 18.6 | 0.78
5362 | 18.6 | 0.74
5363 | 19 | 0.7
5364 | 19.4 | 0.67
5365 | 19.8 | 0.64
5366 | 19.6 | 0.67
5367 | 19.3 | 0.71
5368 | 19.1 | 0.75
5369 | 18.8 | 0.78
5370 | 18.5 | 0.82
5371 | 18.2 | 0.86
5372 | 17.7 | 0.87
5373 | 17.2 | 0.88
5374 | 16.7 | 0.89
5375 | 16.1 | 0.87
5376 | 15.6 | 0.86
5377 | 15 | 0.84
5378 | 14.7 | 0.84
5379 | 14.4 | 0.84
5380 | 14.1 | 0.84
5381 | 13.9 | 0.84
5382 | 13.6 | 0.84
5383 | 13.3 | 0.84
5384 | 15.7 | 0.76
5385 | 18 | 0.68
5386 | 20.4 | 0.62
5387 | 21.3 | 0.56
5388 | 22.3 | 0.51
5389 | 23.2 | 0.46
5390 | 23.4 | 0.45
5391 | 23.6 | 0.45
5392 | 23.8 | 0.44
5393 | 24.1 | 0.44
5394 | 24.3 | 0.43
5395 | 24.5 | 0.43
5396 | 22.9 | 0.49
5397 | 21.3 | 0.57
5398 | 19.7 | 0.65
5399 | 19.3 | 0.68
5400 | 18.8 | 0.72
5401 | 18.4 | 0.76
5402 | 18.4 | 0.76
5403 | 18.5 | 0.77
5404 | 18.5 | 0.77
5405 | 18.5 | 0.77
5406 | 18.6 | 0.78
5407 | 18.6 | 0.78
5408 | 19.4 | 0.72
5409 | 20.2 | 0.66
5410 | 21 | 0.61
5411 | 21.9 | 0.56
5412 | 22.7 | 0.51
5413 | 23.5 | 0.47
5414 | 24 | 0.45
5415 | 24.5 | 0.43
5416 | 25 | 0.41
5417 | 24.4 | 0.45
5418 | 23.8 | 0.49
5419 | 23.2 | 0.54
5420 | 22.3 | 0.59
5421 | 21.5 | 0.64
5422 | 20.6 | 0.7
5423 | 19.7 | 0.75
5424 | 18.7 | 0.8
5425 | 17.8 | 0.86
5426 | 18 | 0.86
5427 | 18.2 | 0.86
5428 | 18.5 | 0.85
5429 | 18.7 | 0.85
5430 | 18.9 | 0.85
5431 | 19.1 | 0.85
5432 | 20.4 | 0.74
5433 | 21.7 | 0.64
5434 | 23 | 0.55
5435 | 23.9 | 0.51
5436 | 24.7 | 0.48
5437 | 25.6 | 0.45
5438 | 26.1 | 0.44
5439 | 26.5 | 0.42
5440 | 27 | 0.41
5441 | 26.4 | 0.43
5442 | 25.8 | 0.46
5443 | 25.2 | 0.49
5444 | 24.5 | 0.54
5445 | 23.9 | 0.6
5446 | 23.2 | 0.67
5447 | 21.6 | 0.72
5448 | 20.1 | 0.78
5449 | 18.5 | 0.84
5450 | 18.6 | 0.84
5451 | 18.7 | 0.84
5452 | 18.8 | 0.84
5453 | 18.9 | 0.84
5454 | 19 | 0.84
5455 | 19.1 | 0.84
5456 | 20 | 0.79
5457 | 21 | 0.75
5458 | 21.9 | 0.71
5459 | 22.8 | 0.67
5460 | 23.8 | 0.63
5461 | 24.7 | 0.6
5462 | 23.7 | 0.67
5463 | 22.7 | 0.76
5464 | 21.7 | 0.85
5465 | 20.9 | 0.85
5466 | 20.2 | 0.84
5467 | 19.4 | 0.84
5468 | 18.6 | 0.84
5469 | 17.9 | 0.84
5470 | 17.1 | 0.84
5471 | 16.7 | 0.83
5472 | 16.4 | 0.83
5473 | 16 | 0.83
5474 | 15.9 | 0.83
5475 | 15.8 | 0.83
5476 | 15.7 | 0.82
5477 | 15.7 | 0.82
5478 | 15.6 | 0.82
5479 | 15.5 | 0.82
5480 | 17.1 | 0.77
5481 | 18.8 | 0.72
5482 | 20.4 | 0.68
5483 | 21.3 | 0.64
5484 | 22.3 | 0.61
5485 | 23.2 | 0.58
5486 | 23.5 | 0.56
5487 | 23.7 | 0.54
5488 | 24 | 0.52
5489 | 24.4 | 0.52
5490 | 24.9 | 0.53
5491 | 25.3 | 0.53
5492 | 23 | 0.61
5493 | 20.8 | 0.72
5494 | 18.5 | 0.84
5495 | 18.1 | 0.84
5496 | 17.8 | 0.84
5497 | 17.4 | 0.84
5498 | 17.6 | 0.83
5499 | 17.9 | 0.83
5500 | 18.1 | 0.83
5501 | 18.3 | 0.83
5502 | 18.6 | 0.83
5503 | 18.8 | 0.83
5504 | 19.8 | 0.77
5505 | 20.9 | 0.72
5506 | 21.9 | 0.67
5507 | 22.9 | 0.63
5508 | 24 | 0.59
5509 | 25 | 0.55
5510 | 25.8 | 0.51
5511 | 26.6 | 0.48
5512 | 27.4 | 0.45
5513 | 26.8 | 0.5
5514 | 26.2 | 0.55
5515 | 25.6 | 0.61
5516 | 24 | 0.66
5517 | 22.5 | 0.71
5518 | 20.9 | 0.76
5519 | 20.6 | 0.78
5520 | 20.4 | 0.8
5521 | 20.1 | 0.82
5522 | 20.2 | 0.82
5523 | 20.2 | 0.82
5524 | 20.3 | 0.82
5525 | 20.4 | 0.83
5526 | 20.4 | 0.83
5527 | 20.5 | 0.83
5528 | 21.6 | 0.76
5529 | 22.8 | 0.7
5530 | 23.9 | 0.65
5531 | 24.8 | 0.62
5532 | 25.6 | 0.6
5533 | 26.5 | 0.57
5534 | 26.3 | 0.59
5535 | 26.2 | 0.61
5536 | 26 | 0.64
5537 | 25.6 | 0.67
5538 | 25.2 | 0.7
5539 | 24.8 | 0.73
5540 | 24 | 0.76
5541 | 23.2 | 0.8
5542 | 22.4 | 0.84
5543 | 22.1 | 0.83
5544 | 21.8 | 0.83
5545 | 21.5 | 0.82
5546 | 21.4 | 0.82
5547 | 21.2 | 0.82
5548 | 21.1 | 0.82
5549 | 21 | 0.83
5550 | 20.8 | 0.83
5551 | 20.7 | 0.83
5552 | 21.8 | 0.82
5553 | 22.9 | 0.8
5554 | 24 | 0.78
5555 | 23.2 | 0.8
5556 | 22.4 | 0.82
5557 | 21.6 | 0.84
5558 | 22 | 0.81
5559 | 22.4 | 0.79
5560 | 22.8 | 0.76
5561 | 23.2 | 0.74
5562 | 23.6 | 0.72
5563 | 24 | 0.7
5564 | 22.9 | 0.74
5565 | 21.8 | 0.79
5566 | 20.7 | 0.84
5567 | 20.1 | 0.84
5568 | 19.5 | 0.83
5569 | 18.9 | 0.83
5570 | 18.8 | 0.82
5571 | 18.8 | 0.82
5572 | 18.7 | 0.82
5573 | 18.6 | 0.81
5574 | 18.6 | 0.81
5575 | 18.5 | 0.81
5576 | 20.4 | 0.72
5577 | 22.2 | 0.64
5578 | 24.1 | 0.57
5579 | 25.1 | 0.51
5580 | 26.1 | 0.46
5581 | 27.1 | 0.41
5582 | 26.8 | 0.44
5583 | 26.4 | 0.47
5584 | 26.1 | 0.5
5585 | 26.1 | 0.52
5586 | 26.2 | 0.54
5587 | 26.2 | 0.56
5588 | 24.9 | 0.62
5589 | 23.6 | 0.7
5590 | 22.3 | 0.78
5591 | 22 | 0.75
5592 | 21.8 | 0.73
5593 | 21.5 | 0.7
5594 | 20.9 | 0.71
5595 | 20.4 | 0.73
5596 | 19.8 | 0.74
5597 | 19.2 | 0.76
5598 | 18.7 | 0.77
5599 | 18.1 | 0.79
5600 | 19.9 | 0.67
5601 | 21.6 | 0.56
5602 | 23.4 | 0.47
5603 | 24.1 | 0.44
5604 | 24.9 | 0.41
5605 | 25.6 | 0.38
5606 | 25.8 | 0.36
5607 | 26.1 | 0.35
5608 | 26.3 | 0.33
5609 | 25.5 | 0.37
5610 | 24.7 | 0.41
5611 | 23.9 | 0.46
5612 | 22.1 | 0.55
5613 | 20.4 | 0.66
5614 | 18.6 | 0.78
5615 | 18.8 | 0.78
5616 | 19.1 | 0.78
5617 | 19.3 | 0.78
5618 | 19.1 | 0.78
5619 | 18.9 | 0.79
5620 | 18.7 | 0.79
5621 | 18.4 | 0.8
5622 | 18.2 | 0.8
5623 | 18 | 0.81
5624 | 19.6 | 0.69
5625 | 21.2 | 0.58
5626 | 22.8 | 0.49
5627 | 23.5 | 0.47
5628 | 24.1 | 0.45
5629 | 24.8 | 0.44
5630 | 25.2 | 0.43
5631 | 25.6 | 0.43
5632 | 26 | 0.42
5633 | 25.2 | 0.46
5634 | 24.5 | 0.49
5635 | 23.7 | 0.54
5636 | 22.9 | 0.58
5637 | 22.2 | 0.63
5638 | 21.4 | 0.68
5639 | 21 | 0.73
5640 | 20.7 | 0.78
5641 | 20.3 | 0.83
5642 | 19.8 | 0.83
5643 | 19.4 | 0.84
5644 | 19 | 0.85
5645 | 18.5 | 0.85
5646 | 18 | 0.85
5647 | 17.6 | 0.86
5648 | 19.3 | 0.73
5649 | 21.1 | 0.62
5650 | 22.8 | 0.53
5651 | 23.6 | 0.5
5652 | 24.4 | 0.48
5653 | 25.2 | 0.46
5654 | 26 | 0.44
5655 | 26.8 | 0.42
5656 | 27.6 | 0.4
5657 | 26.8 | 0.43
5658 | 25.9 | 0.46
5659 | 25.1 | 0.49
5660 | 23.6 | 0.57
5661 | 22 | 0.67
5662 | 20.5 | 0.78
5663 | 20.1 | 0.8
5664 | 19.6 | 0.82
5665 | 19.2 | 0.85
5666 | 18.9 | 0.85
5667 | 18.5 | 0.84
5668 | 18.2 | 0.84
5669 | 17.9 | 0.84
5670 | 17.5 | 0.83
5671 | 17.2 | 0.83
5672 | 19.3 | 0.73
5673 | 21.5 | 0.65
5674 | 23.6 | 0.58
5675 | 24.6 | 0.54
5676 | 25.7 | 0.5
5677 | 26.7 | 0.47
5678 | 27.4 | 0.46
5679 | 28.2 | 0.46
5680 | 28.9 | 0.45
5681 | 28 | 0.48
5682 | 27.2 | 0.51
5683 | 26.3 | 0.54
5684 | 24.9 | 0.6
5685 | 23.5 | 0.68
5686 | 22.1 | 0.76
5687 | 21.7 | 0.78
5688 | 21.3 | 0.8
5689 | 20.9 | 0.83
5690 | 20.9 | 0.83
5691 | 21 | 0.83
5692 | 21 | 0.82
5693 | 21 | 0.82
5694 | 21.1 | 0.82
5695 | 21.1 | 0.82
5696 | 22 | 0.78
5697 | 22.8 | 0.75
5698 | 23.7 | 0.72
5699 | 24 | 0.67
5700 | 24.3 | 0.63
5701 | 24.6 | 0.59
5702 | 24.5 | 0.6
5703 | 24.5 | 0.61
5704 | 24.5 | 0.62
5705 | 24.4 | 0.63
5706 | 24.3 | 0.64
5707 | 24.3 | 0.65
5708 | 23.5 | 0.71
5709 | 22.8 | 0.77
5710 | 22 | 0.84
5711 | 21.5 | 0.83
5712 | 21.1 | 0.83
5713 | 20.6 | 0.83
5714 | 20.5 | 0.83
5715 | 20.4 | 0.83
5716 | 20.3 | 0.83
5717 | 20.2 | 0.83
5718 | 20.1 | 0.83
5719 | 20 | 0.83
5720 | 20.5 | 0.81
5721 | 21 | 0.79
5722 | 21.5 | 0.77
5723 | 22.8 | 0.7
5724 | 24.1 | 0.64
5725 | 25.4 | 0.58
5726 | 25.7 | 0.56
5727 | 26 | 0.54
5728 | 26.3 | 0.52
5729 | 25.8 | 0.55
5730 | 25.4 | 0.59
5731 | 24.9 | 0.63
5732 | 23.7 | 0.69
5733 | 22.6 | 0.76
5734 | 21.4 | 0.83
5735 | 20.9 | 0.84
5736 | 20.3 | 0.85
5737 | 19.8 | 0.86
5738 | 19.5 | 0.86
5739 | 19.2 | 0.85
5740 | 18.9 | 0.84
5741 | 18.6 | 0.83
5742 | 18.3 | 0.83
5743 | 18 | 0.82
5744 | 20.2 | 0.74
5745 | 22.5 | 0.67
5746 | 24.7 | 0.61
5747 | 25.3 | 0.59
5748 | 25.8 | 0.57
5749 | 26.4 | 0.55
5750 | 26.5 | 0.53
5751 | 26.7 | 0.52
5752 | 26.8 | 0.5
5753 | 26.7 | 0.53
5754 | 26.5 | 0.57
5755 | 26.4 | 0.6
5756 | 24.9 | 0.66
5757 | 23.5 | 0.74
5758 | 22 | 0.82
5759 | 21.6 | 0.82
5760 | 21.1 | 0.83
5761 | 20.7 | 0.84
5762 | 20.4 | 0.84
5763 | 20.1 | 0.83
5764 | 19.7 | 0.83
5765 | 19.4 | 0.83
5766 | 19.1 | 0.82
5767 | 18.8 | 0.82
5768 | 18.6 | 0.82
5769 | 18.3 | 0.82
5770 | 18.1 | 0.82
5771 | 19.2 | 0.77
5772 | 20.4 | 0.74
5773 | 21.5 | 0.7
5774 | 21.6 | 0.68
5775 | 21.8 | 0.66
5776 | 21.9 | 0.64
5777 | 21.2 | 0.67
5778 | 20.5 | 0.7
5779 | 19.7 | 0.73
5780 | 19 | 0.76
5781 | 18.3 | 0.8
5782 | 17.6 | 0.84
5783 | 16.8 | 0.84
5784 | 15.9 | 0.84
5785 | 15.1 | 0.84
5786 | 14.9 | 0.84
5787 | 14.8 | 0.84
5788 | 14.6 | 0.83
5789 | 14.4 | 0.83
5790 | 14.3 | 0.83
5791 | 14.1 | 0.83
5792 | 15.9 | 0.75
5793 | 17.7 | 0.68
5794 | 19.5 | 0.61
5795 | 21.4 | 0.56
5796 | 23.2 | 0.51
5797 | 25 | 0.46
5798 | 25 | 0.47
5799 | 25.1 | 0.47
5800 | 25.1 | 0.48
5801 | 24.4 | 0.5
5802 | 23.8 | 0.53
5803 | 23.1 | 0.56
5804 | 21.5 | 0.63
5805 | 19.8 | 0.72
5806 | 18.2 | 0.82
5807 | 17.4 | 0.83
5808 | 16.5 | 0.83
5809 | 15.7 | 0.84
5810 | 15.8 | 0.84
5811 | 15.8 | 0.84
5812 | 15.9 | 0.83
5813 | 16 | 0.83
5814 | 16 | 0.83
5815 | 16.1 | 0.83
5816 | 18.5 | 0.73
5817 | 20.9 | 0.64
5818 | 23.3 | 0.56
5819 | 24.2 | 0.53
5820 | 25 | 0.5
5821 | 25.9 | 0.48
5822 | 25.9 | 0.48
5823 | 25.9 | 0.47
5824 | 25.9 | 0.47
5825 | 24.8 | 0.52
5826 | 23.8 | 0.57
5827 | 22.7 | 0.62
5828 | 21.3 | 0.72
5829 | 20.6 | 0.75
5830 | 19.8 | 0.78
5831 | 18.9 | 0.82
5832 | 18.1 | 0.85
5833 | 17.2 | 0.89
5834 | 16.5 | 0.92
5835 | 16 | 0.94
5836 | 15.8 | 0.95
5837 | 15.8 | 0.94
5838 | 15.8 | 0.92
5839 | 15.8 | 0.91
5840 | 18.5 | 0.76
5841 | 20.6 | 0.68
5842 | 22.7 | 0.6
5843 | 24.2 | 0.55
5844 | 25.7 | 0.51
5845 | 27.2 | 0.47
5846 | 27.5 | 0.46
5847 | 27.7 | 0.45
5848 | 28 | 0.45
5849 | 26.4 | 0.49
5850 | 24.8 | 0.55
5851 | 23.2 | 0.61
5852 | 17 | 1
5853 | 15.3 | 0.91
5854 | 13.5 | 0.97
5855 | 13.1 | 0.99
5856 | 12.6 | 1
5857 | 12.2 | 1
5858 | 12.6 | 1
5859 | 13.1 | 1
5860 | 13.9 | 1
5861 | 13.8 | 1
5862 | 13.7 | 0.99
5863 | 13.6 | 0.98
5864 | 16.2 | 0.92
5865 | 18.8 | 0.85
5866 | 21.4 | 0.78
5867 | 22.7 | 0.7
5868 | 24.1 | 0.63
5869 | 25.4 | 0.56
5870 | 25.3 | 0.58
5871 | 25.3 | 0.59
5872 | 25.2 | 0.61
5873 | 25.1 | 0.62
5874 | 25.1 | 0.64
5875 | 25 | 0.66
5876 | 22.9 | 0.73
5877 | 20.9 | 0.8
5878 | 18.8 | 0.89
5879 | 17.9 | 0.92
5880 | 17.1 | 0.95
5881 | 16.2 | 0.99
5882 | 16.7 | 0.98
5883 | 17.3 | 0.98
5884 | 17.8 | 0.97
5885 | 17.4 | 0.97
5886 | 17 | 0.98
5887 | 16.6 | 0.98
5888 | 18.1 | 0.89
5889 | 19.7 | 0.82
5890 | 21.2 | 0.75
5891 | 22.5 | 0.72
5892 | 23.7 | 0.7
5893 | 25 | 0.68
5894 | 25.3 | 0.66
5895 | 25.7 | 0.65
5896 | 26 | 0.63
5897 | 25 | 0.66
5898 | 24 | 0.69
5899 | 23 | 0.73
5900 | 21.1 | 0.8
5901 | 19.3 | 0.88
5902 | 17.4 | 0.97
5903 | 16.4 | 0.98
5904 | 15.4 | 0.99
5905 | 14.4 | 1
5906 | 14.1 | 0.99
5907 | 13.9 | 0.99
5908 | 13.6 | 0.98
5909 | 13.4 | 0.98
5910 | 13.2 | 0.97
5911 | 13 | 0.97
5912 | 18 | 0.94
5913 | 20 | 0.77
5914 | 22 | 0.75
5915 | 24 | 0.68
5916 | 24.4 | 0.68
5917 | 24.8 | 0.68
5918 | 24.8 | 0.68
5919 | 24.8 | 0.69
5920 | 24.8 | 0.69
5921 | 24.5 | 0.71
5922 | 24.1 | 0.72
5923 | 23.8 | 0.73
5924 | 21.5 | 0.81
5925 | 19.3 | 0.9
5926 | 17 | 1
5927 | 16.7 | 1
5928 | 16.5 | 0.99
5929 | 16.2 | 0.99
5930 | 15.9 | 0.98
5931 | 15.6 | 0.98
5932 | 15.3 | 0.97
5933 | 15 | 0.97
5934 | 14.7 | 0.97
5935 | 14.4 | 0.97
5936 | 16.6 | 0.92
5937 | 18.8 | 0.88
5938 | 21 | 0.83
5939 | 22.9 | 0.71
5940 | 24.9 | 0.6
5941 | 26.8 | 0.51
5942 | 28 | 0.4
5943 | 28.4 | 0.41
5944 | 28.8 | 0.38
5945 | 27.5 | 0.49
5946 | 26.3 | 0.61
5947 | 25 | 0.75
5948 | 23.5 | 0.68
5949 | 21.9 | 0.59
5950 | 20.4 | 0.47
5951 | 18.7 | 0.57
5952 | 17.1 | 0.69
5953 | 15.4 | 0.84
5954 | 16.1 | 0.89
5955 | 16.7 | 0.93
5956 | 17.4 | 0.96
5957 | 18.1 | 0.9
5958 | 18.7 | 0.85
5959 | 19.4 | 0.79
5960 | 20.1 | 0.74
5961 | 20.7 | 0.69
5962 | 21.4 | 0.65
5963 | 22.3 | 0.61
5964 | 23.3 | 0.58
5965 | 24.2 | 0.54
5966 | 24.1 | 0.54
5967 | 24.1 | 0.54
5968 | 24 | 0.54
5969 | 22.8 | 0.63
5970 | 21.6 | 0.73
5971 | 20.4 | 0.84
5972 | 19.2 | 0.89
5973 | 18 | 0.95
5974 | 16.8 | 1
5975 | 16 | 1
5976 | 15.2 | 0.99
5977 | 14.4 | 0.98
5978 | 14.5 | 0.98
5979 | 14.7 | 0.99
5980 | 14.8 | 0.99
5981 | 14.4 | 0.98
5982 | 14 | 0.98
5983 | 13.6 | 0.97
5984 | 16 | 0.86
5985 | 18.4 | 0.76
5986 | 20.8 | 0.67
5987 | 21.7 | 0.65
5988 | 22.7 | 0.62
5989 | 23.6 | 0.6
5990 | 23.5 | 0.63
5991 | 23.5 | 0.67
5992 | 23.4 | 0.71
5993 | 22 | 0.75
5994 | 20.6 | 0.8
5995 | 19.2 | 0.85
5996 | 18.8 | 0.85
5997 | 18.4 | 0.84
5998 | 18 | 0.84
5999 | 17 | 0.77
6000 | 16 | 0.69
6001 | 15 | 0.6
6002 | 14.4 | 0.59
6003 | 13.8 | 0.59
6004 | 13.2 | 0.58
6005 | 11.1 | 0.69
6006 | 9.1 | 0.83
6007 | 7 | 1
6008 | 15 | 0.82
6009 | 16.5 | 0.64
6010 | 18 | 0.63
6011 | 19.6 | 0.61
6012 | 21.1 | 0.6
6013 | 22.6 | 0.58
6014 | 23.4 | 0.52
6015 | 24.2 | 0.46
6016 | 25 | 0.4
6017 | 24 | 0.44
6018 | 24 | 0.47
6019 | 21.6 | 0.71
6020 | 16 | 0.94
6021 | 14.4 | 0.97
6022 | 12.8 | 1
6023 | 12.7 | 0.94
6024 | 12.7 | 0.88
6025 | 12.6 | 0.81
6026 | 12.6 | 0.8
6027 | 12.6 | 0.79
6028 | 12.6 | 0.79
6029 | 11.7 | 0.85
6030 | 10.9 | 0.91
6031 | 10 | 0.99
6032 | 14 | 0.8
6033 | 18 | 0.73
6034 | 20 | 0.6
6035 | 21 | 0.57
6036 | 23 | 0.53
6037 | 23.2 | 0.51
6038 | 24 | 0.54
6039 | 25 | 0.54
6040 | 25 | 0.5
6041 | 24.5 | 0.56
6042 | 24 | 0.54
6043 | 19.2 | 0.89
6044 | 17.1 | 0.93
6045 | 14.9 | 0.97
6046 | 12.8 | 1
6047 | 12.7 | 1
6048 | 12.5 | 1
6049 | 12.4 | 1
6050 | 11.9 | 1
6051 | 11.5 | 1
6052 | 11 | 1
6053 | 10.3 | 1
6054 | 9.7 | 1
6055 | 9 | 1
6056 | 13.1 | 0.87
6057 | 17.1 | 0.74
6058 | 21.2 | 0.64
6059 | 22.3 | 0.58
6060 | 23.5 | 0.53
6061 | 24.6 | 0.49
6062 | 25.1 | 0.49
6063 | 25.7 | 0.49
6064 | 26.2 | 0.49
6065 | 25.4 | 0.53
6066 | 24.6 | 0.57
6067 | 23.8 | 0.62
6068 | 22 | 0.67
6069 | 20.3 | 0.73
6070 | 18.5 | 0.79
6071 | 16.7 | 0.85
6072 | 15 | 0.92
6073 | 13.2 | 1
6074 | 13.5 | 0.97
6075 | 13.9 | 0.95
6076 | 14.2 | 0.92
6077 | 12.1 | 0.98
6078 | 10 | 0.93
6079 | 10.6 | 0.92
6080 | 15 | 0.82
6081 | 21 | 0.56
6082 | 23.2 | 0.41
6083 | 25 | 0.32
6084 | 25 | 0.46
6085 | 25 | 0.5
6086 | 25.1 | 0.5
6087 | 25.3 | 0.49
6088 | 25.4 | 0.49
6089 | 23.6 | 0.55
6090 | 21.8 | 0.61
6091 | 20 | 0.68
6092 | 18.7 | 0.77
6093 | 17.3 | 0.87
6094 | 16 | 0.99
6095 | 15.4 | 0.98
6096 | 14.8 | 0.97
6097 | 14.2 | 0.96
6098 | 13.2 | 0.97
6099 | 12.2 | 0.99
6100 | 11.2 | 1
6101 | 9.6 | 1
6102 | 8 | 1
6103 | 8 | 0.99
6104 | 12 | 0.84
6105 | 16 | 0.88
6106 | 19 | 0.64
6107 | 20.2 | 0.59
6108 | 21.4 | 0.54
6109 | 22.6 | 0.49
6110 | 23.8 | 0.45
6111 | 25 | 0.39
6112 | 26 | 0.38
6113 | 25 | 0.39
6114 | 24 | 0.47
6115 | 19.6 | 0.86
6116 | 17.3 | 0.9
6117 | 15.1 | 0.94
6118 | 12.8 | 0.96
6119 | 12.2 | 0.97
6120 | 11.6 | 0.99
6121 | 11 | 1
6122 | 11.7 | 0.96
6123 | 12.5 | 0.92
6124 | 13.2 | 0.88
6125 | 12.8 | 0.92
6126 | 12.4 | 0.96
6127 | 12 | 1
6128 | 14 | 0.87
6129 | 16 | 0.82
6130 | 20.2 | 0.58
6131 | 22 | 0.51
6132 | 22 | 0.46
6133 | 22.4 | 0.48
6134 | 22 | 0.5
6135 | 23 | 0.48
6136 | 24 | 0.46
6137 | 22.7 | 0.57
6138 | 21.3 | 0.69
6139 | 20 | 0.83
6140 | 17.2 | 0.89
6141 | 14.4 | 0.95
6142 | 11.6 | 1
6143 | 11.3 | 1
6144 | 11 | 1
6145 | 11.2 | 0.97
6146 | 10.7 | 0.97
6147 | 10.3 | 0.98
6148 | 9.8 | 0.99
6149 | 9.5 | 0.99
6150 | 9.3 | 1
6151 | 9 | 1
6152 | 13 | 0.83
6153 | 17 | 0.82
6154 | 20 | 0.62
6155 | 21 | 0.59
6156 | 22 | 0.57
6157 | 23.2 | 0.53
6158 | 23.5 | 0.52
6159 | 23.7 | 0.51
6160 | 24 | 0.49
6161 | 22 | 0.61
6162 | 20 | 0.74
6163 | 18 | 0.9
6164 | 16.4 | 0.94
6165 | 14.8 | 0.97
6166 | 13.2 | 1
6167 | 13.4 | 1
6168 | 13.5 | 1
6169 | 13.7 | 1
6170 | 14.1 | 1
6171 | 14.6 | 1
6172 | 15 | 1
6173 | 15.3 | 0.96
6174 | 15.7 | 0.93
6175 | 16 | 0.89
6176 | 17 | 0.87
6177 | 17.4 | 0.87
6178 | 17.8 | 0.88
6179 | 19.1 | 0.82
6180 | 20.5 | 0.76
6181 | 21.8 | 0.7
6182 | 22.2 | 0.69
6183 | 22.6 | 0.67
6184 | 23 | 0.66
6185 | 22.4 | 0.67
6186 | 21.8 | 0.69
6187 | 21.2 | 0.7
6188 | 19.2 | 0.79
6189 | 17.2 | 0.89
6190 | 15.2 | 1
6191 | 14.1 | 1
6192 | 13.1 | 1
6193 | 12 | 1
6194 | 12.5 | 1
6195 | 13.1 | 1
6196 | 13.6 | 1
6197 | 14.1 | 1
6198 | 14.7 | 0.99
6199 | 15.2 | 0.99
6200 | 16.3 | 0.94
6201 | 17.3 | 0.9
6202 | 18.4 | 0.86
6203 | 19.3 | 0.82
6204 | 20.1 | 0.78
6205 | 21 | 0.74
6206 | 22.3 | 0.68
6207 | 23.6 | 0.62
6208 | 23.6 | 0.62
6209 | 22.1 | 0.72
6210 | 20.5 | 0.82
6211 | 19 | 0.95
6212 | 17.7 | 0.97
6213 | 16.5 | 0.98
6214 | 15.2 | 1
6215 | 15.8 | 0.98
6216 | 16.4 | 0.97
6217 | 17 | 0.95
6218 | 16.1 | 0.97
6219 | 15.1 | 0.98
6220 | 14.2 | 1
6221 | 14.5 | 1
6222 | 14.7 | 0.99
6223 | 15 | 0.99
6224 | 15.8 | 0.98
6225 | 16.6 | 0.97
6226 | 17.4 | 0.96
6227 | 18.1 | 0.91
6228 | 18.7 | 0.87
6229 | 19.4 | 0.82
6230 | 20.2 | 0.8
6231 | 21 | 0.78
6232 | 21.8 | 0.76
6233 | 21.1 | 0.83
6234 | 20.5 | 0.91
6235 | 19.8 | 1
6236 | 18.2 | 1
6237 | 16.6 | 1
6238 | 15 | 0.98
6239 | 14.6 | 0.98
6240 | 14.2 | 0.98
6241 | 13.8 | 0.98
6242 | 13.5 | 0.98
6243 | 13.3 | 0.97
6244 | 13 | 0.97
6245 | 12.5 | 0.96
6246 | 11.9 | 0.96
6247 | 11.4 | 0.95
6248 | 14.3 | 0.9
6249 | 17.3 | 0.83
6250 | 20.2 | 0.77
6251 | 22.3 | 0.62
6252 | 24.5 | 0.49
6253 | 26.6 | 0.39
6254 | 28 | 0.3
6255 | 27.7 | 0.31
6256 | 27.4 | 0.28
6257 | 26 | 0.32
6258 | 24 | 0.38
6259 | 20 | 0.75
6260 | 17.8 | 0.79
6261 | 15.6 | 0.83
6262 | 13.4 | 0.85
6263 | 12.9 | 0.87
6264 | 12.5 | 0.88
6265 | 12 | 0.9
6266 | 13.1 | 0.94
6267 | 14.1 | 0.97
6268 | 15.2 | 0.99
6269 | 15.5 | 0.95
6270 | 15.7 | 0.92
6271 | 16 | 0.88
6272 | 17 | 0.84
6273 | 17.9 | 0.79
6274 | 18.9 | 0.75
6275 | 19.9 | 0.75
6276 | 21 | 0.74
6277 | 22 | 0.73
6278 | 22.4 | 0.73
6279 | 22.8 | 0.72
6280 | 23.2 | 0.71
6281 | 22.1 | 0.78
6282 | 20.9 | 0.86
6283 | 19.8 | 0.95
6284 | 17.9 | 0.98
6285 | 15.9 | 0.99
6286 | 14 | 1
6287 | 14 | 0.99
6288 | 14 | 0.99
6289 | 14 | 0.98
6290 | 13.7 | 0.98
6291 | 13.3 | 0.98
6292 | 13 | 0.98
6293 | 12.9 | 0.98
6294 | 12.9 | 0.97
6295 | 12.8 | 0.97
6296 | 14.8 | 0.93
6297 | 16.8 | 0.88
6298 | 18.8 | 0.84
6299 | 20.2 | 0.76
6300 | 21.6 | 0.7
6301 | 23 | 0.63
6302 | 22.5 | 0.68
6303 | 22 | 0.73
6304 | 21.5 | 0.78
6305 | 21 | 0.83
6306 | 20.5 | 0.89
6307 | 20 | 0.95
6308 | 18.3 | 0.97
6309 | 16.5 | 0.99
6310 | 14.8 | 1
6311 | 14.5 | 1
6312 | 14.1 | 1
6313 | 13.8 | 1
6314 | 13.3 | 1
6315 | 12.7 | 0.99
6316 | 12.2 | 0.99
6317 | 11.7 | 0.98
6318 | 11.1 | 0.98
6319 | 10.6 | 0.97
6320 | 12.9 | 0.97
6321 | 15.3 | 0.96
6322 | 17.6 | 0.93
6323 | 19.4 | 0.88
6324 | 21.2 | 0.83
6325 | 23 | 0.79
6326 | 23.8 | 0.7
6327 | 24.6 | 0.62
6328 | 25.4 | 0.55
6329 | 24.2 | 0.61
6330 | 23 | 0.65
6331 | 19.6 | 0.86
6332 | 17.6 | 0.91
6333 | 15.6 | 0.96
6334 | 13.6 | 1
6335 | 13.4 | 0.99
6336 | 13.3 | 0.99
6337 | 13.1 | 0.98
6338 | 12.9 | 0.97
6339 | 12.8 | 0.96
6340 | 12.6 | 0.95
6341 | 11.4 | 0.96
6342 | 10.2 | 0.96
6343 | 9 | 0.96
6344 | 11.3 | 0.9
6345 | 13.7 | 0.84
6346 | 16 | 0.79
6347 | 18.9 | 0.67
6348 | 21.7 | 0.56
6349 | 24.6 | 0.48
6350 | 25.3 | 0.48
6351 | 25.9 | 0.47
6352 | 26.6 | 0.47
6353 | 24.7 | 0.58
6354 | 22.9 | 0.72
6355 | 21 | 0.89
6356 | 19.8 | 0.91
6357 | 18.6 | 0.93
6358 | 17.4 | 0.94
6359 | 16.7 | 0.96
6360 | 16.1 | 0.97
6361 | 15.4 | 0.99
6362 | 15.9 | 0.98
6363 | 16.5 | 0.98
6364 | 17 | 0.97
6365 | 17 | 0.95
6366 | 17 | 0.93
6367 | 17 | 0.91
6368 | 18 | 0.86
6369 | 19 | 0.81
6370 | 20 | 0.76
6371 | 20.8 | 0.74
6372 | 21.6 | 0.71
6373 | 22.4 | 0.69
6374 | 22.7 | 0.68
6375 | 23.1 | 0.67
6376 | 23.4 | 0.66
6377 | 22.1 | 0.73
6378 | 20.7 | 0.82
6379 | 19.4 | 0.91
6380 | 19.1 | 0.92
6381 | 18.7 | 0.94
6382 | 18.4 | 0.95
6383 | 18.1 | 0.93
6384 | 17.7 | 0.92
6385 | 17.4 | 0.9
6386 | 17.1 | 0.92
6387 | 16.7 | 0.94
6388 | 16.4 | 0.97
6389 | 16.5 | 0.97
6390 | 16.7 | 0.96
6391 | 16.8 | 0.96
6392 | 18.5 | 0.76
6393 | 20.3 | 0.59
6394 | 22 | 0.69
6395 | 23.4 | 0.33
6396 | 24.8 | 0.23
6397 | 26.2 | 0.14
6398 | 26.2 | 0.14
6399 | 26.2 | 0.13
6400 | 26.2 | 0.12
6401 | 24 | 0.17
6402 | 21.8 | 0.23
6403 | 19.6 | 0.3
6404 | 16.5 | 0.42
6405 | 13.5 | 0.58
6406 | 10.4 | 0.8
6407 | 11 | 0.82
6408 | 13 | 0.77
6409 | 16.4 | 0.56
6410 | 16 | 0.63
6411 | 15 | 0.68
6412 | 14.4 | 0.75
6413 | 14.3 | 0.72
6414 | 14.3 | 0.7
6415 | 14.2 | 0.67
6416 | 15.3 | 0.64
6417 | 16.3 | 0.61
6418 | 17.4 | 0.58
6419 | 18.7 | 0.56
6420 | 20.1 | 0.55
6421 | 21.4 | 0.54
6422 | 21.8 | 0.53
6423 | 22.2 | 0.52
6424 | 22.6 | 0.51
6425 | 21.1 | 0.6
6426 | 19.5 | 0.71
6427 | 18 | 0.84
6428 | 16.7 | 0.87
6429 | 15.5 | 0.9
6430 | 14.2 | 0.92
6431 | 13.9 | 0.92
6432 | 13.5 | 0.91
6433 | 13.2 | 0.91
6434 | 13.5 | 0.89
6435 | 13.8 | 0.88
6436 | 14.1 | 0.86
6437 | 14.4 | 0.84
6438 | 14.7 | 0.82
6439 | 15 | 0.8
6440 | 15.2 | 0.83
6441 | 15.4 | 0.85
6442 | 15.6 | 0.87
6443 | 18 | 0.77
6444 | 19 | 0.68
6445 | 19.2 | 0.7
6446 | 19.8 | 0.67
6447 | 20.4 | 0.65
6448 | 21 | 0.62
6449 | 19.5 | 0.7
6450 | 18.1 | 0.79
6451 | 16.6 | 0.89
6452 | 14.9 | 0.91
6453 | 13.1 | 0.94
6454 | 11.4 | 0.95
6455 | 11.3 | 0.95
6456 | 11.3 | 0.95
6457 | 11.2 | 0.94
6458 | 10.7 | 0.95
6459 | 10.1 | 0.95
6460 | 9.6 | 0.96
6461 | 10.1 | 0.96
6462 | 10.5 | 0.96
6463 | 11 | 0.95
6464 | 12.3 | 0.92
6465 | 13.7 | 0.88
6466 | 15 | 0.85
6467 | 16.5 | 0.79
6468 | 17.9 | 0.73
6469 | 19.4 | 0.68
6470 | 19.5 | 0.67
6471 | 19.5 | 0.66
6472 | 19.6 | 0.66
6473 | 18 | 0.73
6474 | 16.4 | 0.8
6475 | 14.8 | 0.89
6476 | 13.7 | 0.91
6477 | 12.5 | 0.93
6478 | 11.4 | 0.95
6479 | 11.7 | 0.94
6480 | 11.9 | 0.93
6481 | 12.2 | 0.92
6482 | 12.8 | 0.91
6483 | 13.4 | 0.9
6484 | 14 | 0.88
6485 | 14.5 | 0.84
6486 | 15 | 0.8
6487 | 15.5 | 0.77
6488 | 16 | 0.73
6489 | 16.5 | 0.7
6490 | 17 | 0.66
6491 | 17.7 | 0.64
6492 | 18.5 | 0.61
6493 | 19.2 | 0.58
6494 | 19.5 | 0.57
6495 | 19.7 | 0.56
6496 | 20 | 0.55
6497 | 18.3 | 0.64
6498 | 16.7 | 0.74
6499 | 15 | 0.86
6500 | 13.1 | 0.89
6501 | 11.3 | 0.92
6502 | 9.4 | 0.95
6503 | 8.8 | 0.95
6504 | 8.3 | 0.95
6505 | 7.7 | 0.95
6506 | 7.5 | 0.95
6507 | 7.4 | 0.96
6508 | 7.2 | 0.96
6509 | 7.3 | 0.97
6510 | 7.3 | 0.98
6511 | 7.4 | 0.99
6512 | 11.2 | 0.81
6513 | 15 | 0.77
6514 | 16 | 0.66
6515 | 18 | 0.6
6516 | 20 | 0.56
6517 | 21.4 | 0.51
6518 | 20.4 | 0.55
6519 | 19.5 | 0.61
6520 | 18.5 | 0.66
6521 | 17.5 | 0.72
6522 | 16.6 | 0.79
6523 | 15.6 | 0.86
6524 | 13.8 | 0.9
6525 | 12.1 | 0.95
6526 | 10.3 | 1
6527 | 9.8 | 1
6528 | 9.3 | 1
6529 | 8.8 | 1
6530 | 8.5 | 1
6531 | 8.3 | 1
6532 | 8 | 1
6533 | 8 | 1
6534 | 9.3 | 1
6535 | 10.6 | 1
6536 | 12.4 | 0.96
6537 | 14.2 | 0.93
6538 | 16 | 0.88
6539 | 17.3 | 0.83
6540 | 18.7 | 0.78
6541 | 20 | 0.74
6542 | 19.1 | 0.76
6543 | 18.1 | 0.78
6544 | 17.2 | 0.8
6545 | 16.6 | 0.85
6546 | 16 | 0.9
6547 | 15.4 | 0.96
6548 | 15.2 | 0.98
6549 | 15.1 | 0.98
6550 | 15 | 0.99
6551 | 14.9 | 0.99
6552 | 14.8 | 0.99
6553 | 14.7 | 0.98
6554 | 14.8 | 0.97
6555 | 15 | 0.95
6556 | 15.3 | 0.95
6557 | 15.6 | 0.94
6558 | 15.8 | 0.94
6559 | 15.9 | 0.94
6560 | 16.1 | 0.94
6561 | 16.3 | 0.94
6562 | 16.4 | 0.94
6563 | 16.8 | 0.93
6564 | 17.2 | 0.93
6565 | 17.6 | 0.93
6566 | 17.4 | 0.93
6567 | 17.2 | 0.94
6568 | 17 | 0.95
6569 | 17 | 0.94
6570 | 17 | 0.94
6571 | 16.8 | 0.94
6572 | 16.9 | 0.95
6573 | 16.9 | 0.95
6574 | 17 | 0.95
6575 | 17 | 0.95
6576 | 17 | 0.95
6577 | 17 | 0.95
6578 | 16.7 | 0.95
6579 | 16.3 | 0.94
6580 | 16 | 0.94
6581 | 15.8 | 0.94
6582 | 15.6 | 0.94
6583 | 15.4 | 0.94
6584 | 14.6 | 0.93
6585 | 13.8 | 0.92
6586 | 13 | 0.91
6587 | 14.4 | 0.81
6588 | 15.8 | 0.73
6589 | 17.2 | 0.65
6590 | 18.1 | 0.64
6591 | 19.1 | 0.62
6592 | 20 | 0.61
6593 | 18 | 0.7
6594 | 16 | 0.8
6595 | 14 | 0.92
6596 | 13.1 | 0.94
6597 | 12.3 | 0.95
6598 | 11.4 | 0.96
6599 | 10.5 | 0.97
6600 | 9.7 | 0.97
6601 | 8.8 | 0.97
6602 | 9.5 | 0.95
6603 | 10.3 | 0.93
6604 | 11 | 0.91
6605 | 12 | 0.88
6606 | 12 | 0.83
6607 | 12.1 | 0.82
6608 | 12.4 | 0.81
6609 | 12.7 | 0.8
6610 | 13 | 0.78
6611 | 12.7 | 0.84
6612 | 12.3 | 0.9
6613 | 12 | 0.97
6614 | 11.5 | 0.97
6615 | 11.1 | 0.97
6616 | 10.6 | 0.97
6617 | 10.4 | 0.96
6618 | 10.2 | 0.95
6619 | 10 | 0.94
6620 | 9.5 | 0.95
6621 | 8.9 | 0.95
6622 | 8.4 | 0.96
6623 | 6.9 | 0.97
6624 | 5.3 | 0.98
6625 | 3.8 | 0.97
6626 | 3.6 | 0.97
6627 | 3.4 | 0.97
6628 | 3.2 | 0.97
6629 | 3.5 | 0.97
6630 | 3.9 | 0.97
6631 | 4.2 | 0.97
6632 | 6.7 | 0.99
6633 | 9.1 | 0.98
6634 | 11.6 | 0.95
6635 | 12.5 | 0.92
6636 | 13.3 | 0.89
6637 | 14.2 | 0.85
6638 | 13.8 | 0.88
6639 | 13.4 | 0.91
6640 | 13 | 0.94
6641 | 12.8 | 0.94
6642 | 12.6 | 0.94
6643 | 12.4 | 0.94
6644 | 11.7 | 0.96
6645 | 11 | 0.97
6646 | 10.8 | 0.95
6647 | 10.2 | 0.95
6648 | 9.6 | 0.95
6649 | 9 | 0.95
6650 | 9.4 | 0.95
6651 | 9.8 | 0.95
6652 | 10.2 | 0.95
6653 | 10.2 | 0.95
6654 | 10.2 | 0.95
6655 | 10.2 | 0.95
6656 | 11 | 0.96
6657 | 11.7 | 0.96
6658 | 12.5 | 0.95
6659 | 14.7 | 0.83
6660 | 17 | 0.72
6661 | 19.2 | 0.63
6662 | 18.8 | 0.64
6663 | 18.4 | 0.65
6664 | 18 | 0.66
6665 | 16.3 | 0.73
6666 | 14.7 | 0.81
6667 | 13 | 0.91
6668 | 12.9 | 0.91
6669 | 12.7 | 0.92
6670 | 12.6 | 0.92
6671 | 12.5 | 0.93
6672 | 12.3 | 0.94
6673 | 12.2 | 0.94
6674 | 12 | 0.95
6675 | 12 | 0.95
6676 | 12 | 0.95
6677 | 12 | 0.95
6678 | 11.9 | 0.95
6679 | 11.8 | 0.95
6680 | 12 | 0.95
6681 | 12.2 | 0.95
6682 | 12.4 | 0.95
6683 | 13.3 | 0.92
6684 | 14.1 | 0.9
6685 | 15 | 0.87
6686 | 16 | 0.82
6687 | 16.4 | 0.77
6688 | 16.9 | 0.74
6689 | 15.3 | 0.81
6690 | 13.6 | 0.88
6691 | 12 | 0.95
6692 | 11.3 | 0.96
6693 | 10.7 | 0.96
6694 | 10 | 0.96
6695 | 9.6 | 0.96
6696 | 9.3 | 0.95
6697 | 8.9 | 0.95
6698 | 8.6 | 0.95
6699 | 8.3 | 0.95
6700 | 8 | 0.95
6701 | 8 | 0.95
6702 | 7.9 | 0.95
6703 | 7.9 | 0.95
6704 | 10.2 | 0.91
6705 | 12.5 | 0.87
6706 | 14.8 | 0.82
6707 | 15.1 | 0.81
6708 | 15.4 | 0.81
6709 | 15.7 | 0.8
6710 | 16.4 | 0.78
6711 | 17.1 | 0.77
6712 | 17.8 | 0.75
6713 | 16.2 | 0.8
6714 | 14.6 | 0.85
6715 | 13 | 0.91
6716 | 11.2 | 0.93
6717 | 9.5 | 0.95
6718 | 7.7 | 0.96
6719 | 7.1 | 0.96
6720 | 6.6 | 0.96
6721 | 6 | 0.96
6722 | 5.6 | 0.96
6723 | 5.3 | 0.96
6724 | 4.9 | 0.96
6725 | 5.3 | 0.96
6726 | 5.6 | 0.96
6727 | 6 | 0.96
6728 | 8.5 | 0.9
6729 | 10.9 | 0.83
6730 | 13.4 | 0.77
6731 | 15.3 | 0.69
6732 | 17.1 | 0.61
6733 | 19 | 0.54
6734 | 19.1 | 0.54
6735 | 19.1 | 0.53
6736 | 19.2 | 0.52
6737 | 17.1 | 0.59
6738 | 14.9 | 0.68
6739 | 12.8 | 0.92
6740 | 11.6 | 0.83
6741 | 10.4 | 0.89
6742 | 9.2 | 0.96
6743 | 9.5 | 0.96
6744 | 9.7 | 0.96
6745 | 10 | 0.96
6746 | 9.9 | 0.96
6747 | 9.9 | 0.96
6748 | 9.8 | 0.95
6749 | 9.3 | 0.95
6750 | 8.7 | 0.95
6751 | 8.2 | 0.95
6752 | 10.1 | 0.92
6753 | 12.1 | 0.89
6754 | 14 | 0.85
6755 | 15 | 0.81
6756 | 16 | 0.77
6757 | 17 | 0.73
6758 | 17.8 | 0.7
6759 | 18.6 | 0.67
6760 | 19.4 | 0.65
6761 | 19 | 0.68
6762 | 15.6 | 0.78
6763 | 12.2 | 0.95
6764 | 11.2 | 0.96
6765 | 10.3 | 0.97
6766 | 9.3 | 0.97
6767 | 8.3 | 0.97
6768 | 7.4 | 0.97
6769 | 6.4 | 0.96
6770 | 5.9 | 0.96
6771 | 5.5 | 0.96
6772 | 5 | 0.96
6773 | 4.9 | 0.96
6774 | 4.9 | 0.97
6775 | 4.8 | 0.97
6776 | 5 | 1
6777 | 9.5 | 1
6778 | 14 | 0.91
6779 | 15.9 | 0.81
6780 | 17.8 | 0.72
6781 | 19.7 | 0.65
6782 | 19.8 | 0.65
6783 | 19.9 | 0.65
6784 | 20 | 0.65
6785 | 17.7 | 0.74
6786 | 15.3 | 0.84
6787 | 13 | 0.96
6788 | 12 | 0.96
6789 | 11.1 | 0.96
6790 | 10.1 | 0.96
6791 | 11.5 | 0.93
6792 | 13 | 0.94
6793 | 12.8 | 0.96
6794 | 12.5 | 0.96
6795 | 12.1 | 0.96
6796 | 11.8 | 0.95
6797 | 12.1 | 0.96
6798 | 12.3 | 0.96
6799 | 12.6 | 0.95
6800 | 13.3 | 0.94
6801 | 14.1 | 0.92
6802 | 14.8 | 0.9
6803 | 15.3 | 0.89
6804 | 15.7 | 0.88
6805 | 16.2 | 0.86
6806 | 16.6 | 0.84
6807 | 17 | 0.82
6808 | 17 | 0.82
6809 | 16.2 | 0.86
6810 | 15.4 | 0.9
6811 | 14.6 | 0.95
6812 | 13 | 1
6813 | 11.7 | 0.98
6814 | 10.5 | 0.97
6815 | 10 | 0.97
6816 | 9.5 | 0.96
6817 | 9 | 0.95
6818 | 9 | 0.95
6819 | 9.1 | 0.95
6820 | 9.1 | 0.95
6821 | 8.7 | 0.95
6822 | 8.4 | 0.95
6823 | 8 | 0.95
6824 | 10.5 | 0.93
6825 | 12.9 | 0.9
6826 | 15.4 | 0.86
6827 | 17.5 | 0.77
6828 | 19.5 | 0.69
6829 | 21.6 | 0.62
6830 | 21.9 | 0.61
6831 | 22.3 | 0.6
6832 | 22.6 | 0.59
6833 | 20.4 | 0.69
6834 | 18.2 | 0.79
6835 | 16 | 0.92
6836 | 14.7 | 0.94
6837 | 13.3 | 0.96
6838 | 12 | 0.97
6839 | 11.6 | 0.97
6840 | 11.3 | 0.96
6841 | 10.9 | 0.95
6842 | 10.7 | 0.96
6843 | 10.5 | 0.96
6844 | 10.3 | 0.97
6845 | 10 | 0.95
6846 | 9.8 | 0.93
6847 | 9.5 | 0.92
6848 | 10 | 0.93
6849 | 13.2 | 0.95
6850 | 16.4 | 0.86
6851 | 17.2 | 0.83
6852 | 18 | 0.77
6853 | 21 | 0.68
6854 | 21.5 | 0.66
6855 | 22 | 0.64
6856 | 21.3 | 0.67
6857 | 19.2 | 0.75
6858 | 17.1 | 0.84
6859 | 15 | 0.94
6860 | 14.1 | 0.95
6861 | 13.3 | 0.96
6862 | 12.4 | 0.97
6863 | 12.3 | 0.96
6864 | 12.1 | 0.96
6865 | 12 | 0.95
6866 | 12.5 | 0.96
6867 | 12.9 | 0.96
6868 | 13.4 | 0.96
6869 | 13.8 | 0.95
6870 | 14.3 | 0.95
6871 | 14.7 | 0.95
6872 | 15.1 | 0.95
6873 | 15.6 | 0.94
6874 | 16 | 0.94
6875 | 17.5 | 0.84
6876 | 18.9 | 0.76
6877 | 20.4 | 0.68
6878 | 20.8 | 0.68
6879 | 21.1 | 0.68
6880 | 21.5 | 0.67
6881 | 20 | 0.78
6882 | 17.4 | 0.82
6883 | 14.8 | 0.94
6884 | 13.7 | 0.95
6885 | 12.5 | 0.96
6886 | 11.4 | 0.97
6887 | 11.2 | 0.97
6888 | 11 | 0.97
6889 | 10.8 | 0.97
6890 | 10.5 | 0.97
6891 | 10.3 | 0.96
6892 | 10 | 0.96
6893 | 9.4 | 0.96
6894 | 8.8 | 0.96
6895 | 8.2 | 0.96
6896 | 10.1 | 0.97
6897 | 12.1 | 0.96
6898 | 14 | 0.94
6899 | 16.1 | 0.84
6900 | 18.3 | 0.76
6901 | 20.4 | 0.68
6902 | 21.3 | 0.68
6903 | 22.1 | 0.67
6904 | 23 | 0.66
6905 | 20 | 0.75
6906 | 17 | 0.85
6907 | 14 | 0.97
6908 | 13.2 | 0.97
6909 | 12.3 | 0.97
6910 | 11.5 | 0.97
6911 | 10.7 | 0.97
6912 | 9.8 | 0.96
6913 | 9 | 0.95
6914 | 8.8 | 1
6915 | 8.7 | 1
6916 | 8.5 | 1
6917 | 8.3 | 1
6918 | 8.2 | 1
6919 | 8 | 0.95
6920 | 10.7 | 0.97
6921 | 13.3 | 0.96
6922 | 16 | 0.94
6923 | 17.7 | 0.82
6924 | 19.3 | 0.73
6925 | 21 | 0.64
6926 | 20.9 | 0.65
6927 | 20.7 | 0.67
6928 | 20.6 | 0.68
6929 | 18.4 | 0.76
6930 | 16.2 | 0.85
6931 | 14 | 0.96
6932 | 12.5 | 0.97
6933 | 11.1 | 0.97
6934 | 9.6 | 0.97
6935 | 9.1 | 0.97
6936 | 8.7 | 0.97
6937 | 8.2 | 0.97
6938 | 9.5 | 0.97
6939 | 10.7 | 0.97
6940 | 12 | 0.95
6941 | 12.3 | 0.96
6942 | 12.7 | 0.96
6943 | 13 | 0.96
6944 | 13.7 | 0.94
6945 | 14.4 | 0.92
6946 | 15.1 | 0.91
6947 | 16.1 | 0.84
6948 | 17.1 | 0.78
6949 | 18.1 | 0.73
6950 | 18 | 0.73
6951 | 17.9 | 0.73
6952 | 17.8 | 0.73
6953 | 15.9 | 0.8
6954 | 13.9 | 0.87
6955 | 12 | 0.95
6956 | 11.7 | 0.96
6957 | 11.5 | 0.96
6958 | 11.2 | 0.96
6959 | 10.9 | 0.97
6960 | 10.7 | 0.97
6961 | 10.4 | 0.97
6962 | 10.7 | 0.97
6963 | 11 | 0.97
6964 | 11.3 | 0.97
6965 | 11.1 | 0.96
6966 | 11 | 0.96
6967 | 10.8 | 0.95
6968 | 11.3 | 0.97
6969 | 11.8 | 0.99
6970 | 12.3 | 1
6971 | 13.9 | 0.94
6972 | 15.4 | 0.88
6973 | 17 | 0.82
6974 | 16.5 | 0.84
6975 | 16 | 0.82
6976 | 15.8 | 0.86
6977 | 15 | 0.88
6978 | 14.2 | 0.91
6979 | 13.4 | 0.94
6980 | 13.3 | 0.96
6981 | 13.2 | 0.97
6982 | 13.1 | 0.98
6983 | 13.1 | 0.98
6984 | 13.2 | 0.97
6985 | 13.2 | 0.97
6986 | 13.1 | 0.96
6987 | 13 | 0.94
6988 | 12.6 | 0.97
6989 | 12.3 | 0.96
6990 | 12.1 | 0.96
6991 | 11.8 | 0.95
6992 | 12.4 | 0.96
6993 | 13 | 0.96
6994 | 13.6 | 0.96
6995 | 14 | 0.95
6996 | 14.4 | 0.95
6997 | 14.8 | 0.95
6998 | 15 | 0.93
6999 | 15.2 | 0.91
7000 | 15.5 | 0.89
7001 | 15.1 | 0.91
7002 | 14.7 | 0.93
7003 | 14.3 | 0.96
7004 | 13.9 | 0.96
7005 | 13.4 | 0.96
7006 | 13 | 0.96
7007 | 13 | 0.96
7008 | 13 | 0.96
7009 | 13 | 0.96
7010 | 12.6 | 0.95
7011 | 12.7 | 0.96
7012 | 12.8 | 0.96
7013 | 12.7 | 0.96
7014 | 12.7 | 0.96
7015 | 12.6 | 0.95
7016 | 12.8 | 0.96
7017 | 13 | 0.96
7018 | 13.2 | 0.96
7019 | 13.8 | 0.94
7020 | 14.3 | 0.93
7021 | 14.9 | 0.92
7022 | 14.6 | 0.93
7023 | 14.2 | 0.94
7024 | 13.9 | 0.95
7025 | 13.8 | 0.95
7026 | 13.7 | 0.95
7027 | 13.6 | 0.96
7028 | 13.5 | 0.96
7029 | 13.5 | 0.96
7030 | 13.4 | 0.96
7031 | 13.1 | 0.96
7032 | 12.8 | 0.96
7033 | 12.5 | 0.95
7034 | 11.7 | 0.98
7035 | 11 | 0.94
7036 | 10.7 | 0.99
7037 | 10.4 | 0.98
7038 | 10.1 | 0.97
7039 | 9.8 | 0.95
7040 | 10.5 | 0.95
7041 | 11.3 | 0.95
7042 | 12 | 0.94
7043 | 13.7 | 0.88
7044 | 15.3 | 0.83
7045 | 17 | 0.78
7046 | 17.3 | 0.76
7047 | 17.7 | 0.74
7048 | 18 | 0.72
7049 | 17 | 0.82
7050 | 14.6 | 0.84
7051 | 12.3 | 0.95
7052 | 11.1 | 0.96
7053 | 9.8 | 0.96
7054 | 8.6 | 0.96
7055 | 8.5 | 0.96
7056 | 8.5 | 0.96
7057 | 8.4 | 0.96
7058 | 7.9 | 0.96
7059 | 7.5 | 0.96
7060 | 7 | 0.96
7061 | 6.7 | 0.96
7062 | 6.3 | 0.96
7063 | 6 | 0.96
7064 | 8.1 | 0.96
7065 | 10.1 | 0.95
7066 | 12.2 | 0.93
7067 | 14.2 | 0.84
7068 | 16.3 | 0.76
7069 | 18.3 | 0.74
7070 | 18.5 | 0.7
7071 | 18.8 | 0.7
7072 | 19 | 0.71
7073 | 16.5 | 0.79
7074 | 14 | 0.94
7075 | 12 | 0.95
7076 | 10.7 | 0.97
7077 | 9.5 | 0.97
7078 | 8.2 | 0.97
7079 | 7.8 | 0.97
7080 | 7.5 | 0.97
7081 | 7.1 | 0.97
7082 | 6.8 | 0.97
7083 | 6.4 | 0.97
7084 | 6.1 | 0.97
7085 | 6.5 | 0.97
7086 | 6.8 | 0.96
7087 | 7.2 | 0.96
7088 | 8.9 | 0.97
7089 | 10.7 | 0.97
7090 | 12.4 | 0.95
7091 | 14.1 | 0.88
7092 | 15.9 | 0.82
7093 | 17.6 | 0.76
7094 | 17.4 | 0.77
7095 | 17.2 | 0.78
7096 | 17 | 0.78
7097 | 15.1 | 0.85
7098 | 13.3 | 0.91
7099 | 11.6 | 0.97
7100 | 10.4 | 0.98
7101 | 9.2 | 0.98
7102 | 8 | 0.97
7103 | 7.6 | 0.97
7104 | 7.2 | 0.97
7105 | 6.8 | 0.97
7106 | 6.7 | 0.97
7107 | 6.7 | 0.97
7108 | 6.6 | 0.97
7109 | 6.4 | 0.97
7110 | 6.2 | 0.96
7111 | 6 | 0.96
7112 | 7.9 | 0.97
7113 | 9.9 | 0.96
7114 | 11.8 | 0.94
7115 | 12.9 | 0.93
7116 | 14.1 | 0.92
7117 | 15.2 | 0.9
7118 | 15.3 | 0.9
7119 | 15.3 | 0.89
7120 | 15.4 | 0.89
7121 | 14.8 | 0.92
7122 | 14.2 | 0.95
7123 | 13.6 | 0.98
7124 | 13.1 | 0.98
7125 | 12.7 | 0.98
7126 | 12.2 | 0.97
7127 | 11.9 | 0.97
7128 | 11.7 | 0.97
7129 | 11.4 | 0.97
7130 | 11.6 | 0.96
7131 | 11.8 | 0.96
7132 | 12 | 0.95
7133 | 12 | 0.95
7134 | 12 | 0.95
7135 | 12 | 0.95
7136 | 12.4 | 0.95
7137 | 12.8 | 0.95
7138 | 13.2 | 0.94
7139 | 13.5 | 0.93
7140 | 13.9 | 0.92
7141 | 14.2 | 0.91
7142 | 14.6 | 0.89
7143 | 15 | 0.87
7144 | 14 | 0.94
7145 | 14 | 0.95
7146 | 14 | 0.96
7147 | 14 | 0.97
7148 | 13.9 | 0.97
7149 | 13.9 | 0.97
7150 | 13.8 | 0.97
7151 | 13.6 | 0.96
7152 | 13.4 | 0.96
7153 | 13.2 | 0.96
7154 | 13.1 | 0.96
7155 | 13.1 | 0.96
7156 | 13 | 0.96
7157 | 13 | 0.96
7158 | 13 | 0.96
7159 | 13 | 0.96
7160 | 13 | 0.95
7161 | 13.1 | 0.95
7162 | 13.1 | 0.94
7163 | 13.3 | 0.95
7164 | 13.6 | 0.95
7165 | 13.8 | 0.95
7166 | 13.9 | 0.95
7167 | 13.9 | 0.95
7168 | 14 | 0.95
7169 | 13.9 | 0.94
7170 | 13.7 | 0.93
7171 | 13.6 | 0.92
7172 | 13.3 | 0.93
7173 | 13 | 0.94
7174 | 12.7 | 0.96
7175 | 12.8 | 0.91
7176 | 13 | 0.94
7177 | 11.2 | 0.94
7178 | 11.1 | 0.94
7179 | 11 | 0.95
7180 | 11 | 0.94
7181 | 11 | 0.94
7182 | 10 | 0.92
7183 | 9 | 0.94
7184 | 10 | 0.93
7185 | 11 | 0.95
7186 | 12 | 0.94
7187 | 14 | 0.94
7188 | 15 | 0.87
7189 | 16 | 0.86
7190 | 16 | 0.85
7191 | 16 | 0.84
7192 | 16 | 0.83
7193 | 14.9 | 0.87
7194 | 13.9 | 0.91
7195 | 12.8 | 0.96
7196 | 12.2 | 0.96
7197 | 11.6 | 0.96
7198 | 11 | 0.95
7199 | 10.7 | 0.95
7200 | 10.5 | 0.95
7201 | 10.2 | 0.95
7202 | 10.1 | 0.95
7203 | 10 | 0.93
7204 | 10 | 0.94
7205 | 8.7 | 0.95
7206 | 7.5 | 0.95
7207 | 6.2 | 0.95
7208 | 8 | 0.94
7209 | 9.8 | 0.93
7210 | 11.6 | 0.9
7211 | 13.1 | 0.85
7212 | 14.5 | 0.8
7213 | 16 | 0.76
7214 | 15.1 | 0.79
7215 | 14.2 | 0.83
7216 | 13.2 | 0.87
7217 | 12.3 | 0.9
7218 | 11.4 | 0.93
7219 | 10.5 | 0.95
7220 | 9.8 | 0.96
7221 | 9.1 | 0.96
7222 | 8.4 | 0.96
7223 | 9.5 | 0.96
7224 | 10.5 | 0.96
7225 | 11.6 | 0.95
7226 | 10.5 | 0.96
7227 | 9.3 | 0.96
7228 | 8.2 | 0.95
7229 | 7.5 | 0.95
7230 | 6.7 | 0.96
7231 | 6 | 0.96
7232 | 7.5 | 0.97
7233 | 8.9 | 0.96
7234 | 10.4 | 0.95
7235 | 12.9 | 0.82
7236 | 15.3 | 0.71
7237 | 17.8 | 0.61
7238 | 18.3 | 0.59
7239 | 18.7 | 0.57
7240 | 19.2 | 0.55
7241 | 13 | 0.82
7242 | 11.2 | 0.87
7243 | 9.4 | 0.95
7244 | 8.5 | 0.96
7245 | 7.5 | 0.97
7246 | 6.6 | 0.97
7247 | 5.9 | 0.97
7248 | 5.3 | 0.97
7249 | 4.6 | 0.97
7250 | 4.1 | 0.97
7251 | 3.5 | 0.97
7252 | 3 | 0.97
7253 | 2.9 | 1
7254 | 2.9 | 1
7255 | 2.8 | 0.97
7256 | 5.3 | 1
7257 | 7.9 | 0.96
7258 | 10.4 | 0.86
7259 | 12.6 | 0.75
7260 | 14.8 | 0.66
7261 | 17 | 0.58
7262 | 17.7 | 0.55
7263 | 18.5 | 0.53
7264 | 19.2 | 0.5
7265 | 15.4 | 0.61
7266 | 11.6 | 0.76
7267 | 7.8 | 0.93
7268 | 6.6 | 0.95
7269 | 5.4 | 0.96
7270 | 4.2 | 0.97
7271 | 3.7 | 0.97
7272 | 3.3 | 0.97
7273 | 2.8 | 0.97
7274 | 2.5 | 0.97
7275 | 2.3 | 0.97
7276 | 2 | 0.96
7277 | 1.7 | 0.96
7278 | 1.3 | 0.96
7279 | 1 | 0.95
7280 | 3.9 | 0.86
7281 | 6.7 | 0.78
7282 | 9.6 | 0.7
7283 | 12.5 | 0.63
7284 | 15.3 | 0.56
7285 | 18.2 | 0.5
7286 | 18.7 | 0.49
7287 | 19.3 | 0.47
7288 | 19.8 | 0.45
7289 | 16.2 | 0.57
7290 | 12.6 | 0.71
7291 | 9 | 0.9
7292 | 6.6 | 0.94
7293 | 6 | 0.95
7294 | 5.3 | 0.96
7295 | 5.1 | 0.96
7296 | 5.5 | 0.96
7297 | 8 | 0.94
7298 | 9.3 | 0.92
7299 | 10.3 | 0.91
7300 | 10.7 | 0.89
7301 | 10.8 | 0.89
7302 | 10.8 | 0.88
7303 | 10.9 | 0.89
7304 | 11.1 | 0.89
7305 | 11.2 | 0.9
7306 | 11.6 | 0.87
7307 | 12 | 0.83
7308 | 12.4 | 0.8
7309 | 12.5 | 0.79
7310 | 12.7 | 0.78
7311 | 12.8 | 0.77
7312 | 12.5 | 0.8
7313 | 12.1 | 0.84
7314 | 11.8 | 0.88
7315 | 11.5 | 0.89
7316 | 11.3 | 0.9
7317 | 11 | 0.91
7318 | 10.6 | 0.91
7319 | 10.2 | 0.91
7320 | 9.8 | 0.92
7321 | 9.7 | 0.92
7322 | 9.5 | 0.92
7323 | 9.4 | 0.93
7324 | 9.7 | 0.92
7325 | 10 | 0.91
7326 | 10.8 | 0.87
7327 | 11.2 | 0.85
7328 | 11.6 | 0.82
7329 | 12 | 0.8
7330 | 13.2 | 0.74
7331 | 14.4 | 0.69
7332 | 15.6 | 0.64
7333 | 16 | 0.63
7334 | 15.1 | 0.67
7335 | 14.2 | 0.7
7336 | 13.2 | 0.74
7337 | 12.3 | 0.78
7338 | 11.4 | 0.83
7339 | 9.7 | 0.85
7340 | 7.9 | 0.87
7341 | 6.2 | 0.89
7342 | 7.1 | 0.9
7343 | 8.1 | 0.9
7344 | 9 | 0.9
7345 | 8.7 | 0.9
7346 | 8.3 | 0.9
7347 | 8 | 0.9
7348 | 7.2 | 0.9
7349 | 6.3 | 0.9
7350 | 5.5 | 0.9
7351 | 7.6 | 0.87
7352 | 9.7 | 0.84
7353 | 11.8 | 0.8
7354 | 13.8 | 0.71
7355 | 15.8 | 0.63
7356 | 17.8 | 0.56
7357 | 18.1 | 0.55
7358 | 18.5 | 0.54
7359 | 18.8 | 0.53
7360 | 15.4 | 0.65
7361 | 12 | 0.82
7362 | 8.8 | 0.84
7363 | 7.6 | 0.87
7364 | 6.4 | 0.89
7365 | 5.2 | 0.91
7366 | 5.5 | 0.92
7367 | 5.9 | 0.92
7368 | 6.2 | 0.92
7369 | 7.1 | 0.93
7370 | 8 | 0.93
7371 | 8 | 0.9
7372 | 7.3 | 0.92
7373 | 6.6 | 0.95
7374 | 5.8 | 0.97
7375 | 6.6 | 0.98
7376 | 7.4 | 0.98
7377 | 8.2 | 0.98
7378 | 9.4 | 0.9
7379 | 10.6 | 0.82
7380 | 11.8 | 0.75
7381 | 12.3 | 0.75
7382 | 12.7 | 0.74
7383 | 13.2 | 0.74
7384 | 11.1 | 0.79
7385 | 9.1 | 0.83
7386 | 7 | 0.87
7387 | 8 | 0.93
7388 | 8.7 | 0.89
7389 | 9.4 | 0.84
7390 | 9.3 | 0.84
7391 | 9.3 | 0.84
7392 | 9.2 | 0.84
7393 | 7.7 | 0.86
7394 | 6.3 | 0.87
7395 | 4.8 | 0.87
7396 | 5.3 | 0.89
7397 | 5.9 | 0.89
7398 | 6.4 | 0.9
7399 | 7 | 0.91
7400 | 7.6 | 0.91
7401 | 8.2 | 0.91
7402 | 9.7 | 0.82
7403 | 11.3 | 0.74
7404 | 12.8 | 0.67
7405 | 13.1 | 0.64
7406 | 13.5 | 0.61
7407 | 13.8 | 0.58
7408 | 10.9 | 0.66
7409 | 7.9 | 0.76
7410 | 5 | 0.87
7411 | 3.9 | 0.89
7412 | 2.9 | 0.91
7413 | 1.8 | 0.92
7414 | 1.5 | 0.93
7415 | 1.1 | 0.94
7416 | 0.8 | 0.95
7417 | 0.4 | 0.94
7418 | 0.1 | 0.94
7419 | -0.3 | 0.93
7420 | -0.6 | 0.93
7421 | -1 | 0.92
7422 | -1.4 | 0.94
7423 | 1.6 | 0.97
7424 | 4.5 | 0.97
7425 | 7.5 | 0.93
7426 | 8.7 | 0.88
7427 | 9.9 | 0.83
7428 | 11 | 0.78
7429 | 12.2 | 0.74
7430 | 13.4 | 0.7
7431 | 14.6 | 0.66
7432 | 11.4 | 0.73
7433 | 8.2 | 0.8
7434 | 5 | 0.87
7435 | 3.7 | 0.93
7436 | 2.3 | 0.99
7437 | 1 | 1
7438 | 0.9 | 1
7439 | 0.9 | 0.98
7440 | 0.8 | 0.95
7441 | 0.4 | 0.98
7442 | 0 | 1
7443 | -0.4 | 0.94
7444 | -0.7 | 0.93
7445 | -1 | 0.92
7446 | -1 | 0.94
7447 | -1 | 0.92
7448 | 1.7 | 0.93
7449 | 4.4 | 0.91
7450 | 7.9 | 0.85
7451 | 11.5 | 0.78
7452 | 15 | 0.7
7453 | 15.6 | 0.69
7454 | 16.2 | 0.67
7455 | 16.8 | 0.65
7456 | 13.5 | 0.72
7457 | 10.1 | 0.79
7458 | 6.8 | 0.86
7459 | 5.7 | 0.88
7460 | 4.5 | 0.9
7461 | 3.4 | 0.92
7462 | 2.9 | 0.93
7463 | 2.3 | 0.93
7464 | 1.8 | 0.94
7465 | 1.9 | 0.94
7466 | 1.9 | 0.94
7467 | 2 | 0.94
7468 | 2.1 | 0.94
7469 | 2.1 | 0.94
7470 | 2.2 | 0.94
7471 | 4.1 | 0.93
7472 | 5.9 | 0.92
7473 | 7.8 | 0.9
7474 | 10.2 | 0.81
7475 | 12.6 | 0.73
7476 | 15 | 0.66
7477 | 14.7 | 0.67
7478 | 14.5 | 0.68
7479 | 14.2 | 0.69
7480 | 11.8 | 0.76
7481 | 9.4 | 0.84
7482 | 7 | 0.92
7483 | 7.3 | 0.92
7484 | 7.7 | 0.92
7485 | 8 | 0.92
7486 | 8.3 | 0.92
7487 | 8.7 | 0.93
7488 | 9 | 0.93
7489 | 9 | 0.93
7490 | 8.9 | 0.93
7491 | 8.8 | 0.92
7492 | 8.7 | 0.93
7493 | 8.5 | 0.94
7494 | 8.4 | 0.95
7495 | 8.4 | 0.95
7496 | 8.4 | 0.95
7497 | 8.4 | 0.95
7498 | 9.1 | 0.9
7499 | 9.7 | 0.85
7500 | 10.4 | 0.8
7501 | 9.7 | 0.83
7502 | 9 | 0.76
7503 | 10.4 | 0.79
7504 | 10.1 | 0.82
7505 | 9.7 | 0.85
7506 | 9.4 | 0.88
7507 | 9.1 | 0.89
7508 | 8.7 | 0.89
7509 | 8.4 | 0.9
7510 | 8.5 | 0.9
7511 | 8.7 | 0.9
7512 | 8.8 | 0.9
7513 | 8.7 | 0.9
7514 | 8.5 | 0.9
7515 | 8.4 | 0.91
7516 | 8.7 | 0.92
7517 | 8.9 | 0.92
7518 | 9.2 | 0.93
7519 | 9.5 | 0.92
7520 | 9.7 | 0.9
7521 | 10 | 0.89
7522 | 10.3 | 0.89
7523 | 10.7 | 0.89
7524 | 11 | 0.89
7525 | 11.4 | 0.87
7526 | 11.8 | 0.84
7527 | 12.2 | 0.82
7528 | 11.8 | 0.85
7529 | 11.4 | 0.88
7530 | 11 | 0.91
7531 | 10.7 | 0.91
7532 | 10.3 | 0.91
7533 | 10 | 0.9
7534 | 8 | 0.92
7535 | 6 | 0.93
7536 | 6.2 | 0.92
7537 | 6.1 | 0.9
7538 | 6 | 0.65
7539 | 5 | 0.93
7540 | 4.1 | 0.93
7541 | 3.1 | 0.92
7542 | 2.2 | 0.92
7543 | 3.8 | 0.93
7544 | 5.4 | 0.93
7545 | 7 | 0.92
7546 | 9.3 | 0.86
7547 | 11.7 | 0.81
7548 | 14 | 0.75
7549 | 13 | 0.78
7550 | 12 | 0.82
7551 | 11 | 0.85
7552 | 9.3 | 0.88
7553 | 7.5 | 0.9
7554 | 5.8 | 0.92
7555 | 4.9 | 0.92
7556 | 3.9 | 0.93
7557 | 3 | 0.92
7558 | 2.7 | 0.92
7559 | 2.5 | 0.92
7560 | 2.2 | 0.92
7561 | 3.6 | 0.93
7562 | 5 | 0.93
7563 | 6.4 | 0.92
7564 | 6.2 | 0.93
7565 | 6 | 0.93
7566 | 6.8 | 0.91
7567 | 6.9 | 0.92
7568 | 7 | 0.93
7569 | 8.4 | 0.88
7570 | 8.7 | 0.88
7571 | 9.1 | 0.87
7572 | 9.4 | 0.87
7573 | 9.3 | 0.88
7574 | 9.3 | 0.89
7575 | 9.2 | 0.9
7576 | 9.1 | 0.9
7577 | 9.1 | 0.9
7578 | 9 | 0.9
7579 | 8.8 | 0.91
7580 | 8.6 | 0.91
7581 | 8.4 | 0.91
7582 | 8.2 | 0.89
7583 | 8 | 0.87
7584 | 7.8 | 0.88
7585 | 7.9 | 0.89
7586 | 7.9 | 0.89
7587 | 8 | 0.9
7588 | 8 | 0.88
7589 | 8 | 0.87
7590 | 7.2 | 0.91
7591 | 7.7 | 0.9
7592 | 8.1 | 0.9
7593 | 8.6 | 0.89
7594 | 8.7 | 0.89
7595 | 8.9 | 0.88
7596 | 9 | 0.88
7597 | 9 | 0.93
7598 | 9 | 0.92
7599 | 9 | 0.92
7600 | 9 | 0.91
7601 | 9 | 0.91
7602 | 9 | 0.9
7603 | 8.9 | 0.9
7604 | 8.9 | 0.9
7605 | 8.8 | 0.9
7606 | 8.8 | 0.9
7607 | 8.8 | 0.9
7608 | 8.8 | 0.9
7609 | 8.7 | 0.9
7610 | 8.7 | 0.9
7611 | 8.6 | 0.9
7612 | 7.1 | 0.91
7613 | 5.7 | 0.91
7614 | 4.2 | 0.89
7615 | 4.8 | 0.9
7616 | 5.4 | 0.91
7617 | 6 | 0.92
7618 | 9 | 0.87
7619 | 11.9 | 0.74
7620 | 14.8 | 0.62
7621 | 14.2 | 0.67
7622 | 13.6 | 0.71
7623 | 13 | 0.76
7624 | 10.3 | 0.82
7625 | 7.7 | 0.87
7626 | 5 | 0.91
7627 | 5 | 0.7
7628 | 3.9 | 0.7
7629 | 2.8 | 0.7
7630 | 2 | 0.69
7631 | 1.2 | 0.69
7632 | 0.4 | 0.72
7633 | 0.6 | 0.67
7634 | 0.8 | 0.66
7635 | 1 | 0.68
7636 | 0 | 0.76
7637 | -1 | 0.92
7638 | -1 | 0.92
7639 | 0 | 0.92
7640 | 3 | 0.93
7641 | 6 | 0.9
7642 | 6 | 0.75
7643 | 9.5 | 0.61
7644 | 13 | 0.49
7645 | 13.3 | 0.47
7646 | 13.7 | 0.44
7647 | 14 | 0.42
7648 | 10.7 | 0.53
7649 | 7.3 | 0.68
7650 | 4 | 0.88
7651 | 2.8 | 0.9
7652 | 1.6 | 0.91
7653 | 0.4 | 0.92
7654 | 0 | 0.91
7655 | -0.4 | 0.93
7656 | -0.8 | 0.94
7657 | -0.9 | 0.92
7658 | -0.9 | 0.91
7659 | -1 | 0.9
7660 | -1 | 0.9
7661 | -1 | 0.9
7662 | -1 | 0.9
7663 | 0.3 | 0.86
7664 | 1.5 | 0.87
7665 | 2.8 | 0.86
7666 | 6 | 0.75
7667 | 9.3 | 0.65
7668 | 12.5 | 0.56
7669 | 12.8 | 0.54
7670 | 13.1 | 0.52
7671 | 13.4 | 0.51
7672 | 11.2 | 0.56
7673 | 8.9 | 0.62
7674 | 6.7 | 0.69
7675 | 4.5 | 0.76
7676 | 2.2 | 0.85
7677 | 0 | 0.94
7678 | -1 | 1
7679 | 0.1 | 0.86
7680 | 1.2 | 0.78
7681 | 0.1 | 0.8
7682 | -0.9 | 0.88
7683 | -2 | 0.94
7684 | -2 | 0.92
7685 | -2.4 | 0.93
7686 | -2.8 | 0.94
7687 | 0.1 | 0.91
7688 | 2.9 | 0.91
7689 | 5.8 | 0.86
7690 | 8.9 | 0.72
7691 | 12.1 | 0.6
7692 | 15.2 | 0.51
7693 | 15.2 | 0.53
7694 | 15.2 | 0.55
7695 | 15.2 | 0.58
7696 | 13.1 | 0.65
7697 | 11.1 | 0.73
7698 | 9 | 0.82
7699 | 6.7 | 0.86
7700 | 4.3 | 0.9
7701 | 2 | 0.92
7702 | 1.3 | 0.93
7703 | 0.7 | 0.93
7704 | 0 | 0.94
7705 | -0.7 | 0.94
7706 | -1.3 | 0.94
7707 | -2 | 0.94
7708 | -2.5 | 0.97
7709 | -3 | 1
7710 | -2 | 0.96
7711 | -0.3 | 0.95
7712 | 1.3 | 0.94
7713 | 3 | 0.92
7714 | 6.3 | 0.77
7715 | 9.7 | 0.65
7716 | 13 | 0.55
7717 | 13 | 0.59
7718 | 13 | 0.62
7719 | 12.2 | 0.67
7720 | 9 | 0.76
7721 | 5.8 | 0.84
7722 | 2.6 | 0.94
7723 | 1.4 | 0.94
7724 | 0.2 | 0.94
7725 | -1 | 0.94
7726 | -1.1 | 0.94
7727 | -1.1 | 0.95
7728 | -1.2 | 0.96
7729 | -1.4 | 0.95
7730 | -1.6 | 0.94
7731 | -1.8 | 0.94
7732 | -2.4 | 0.93
7733 | -3 | 0.92
7734 | -3 | 0.96
7735 | -2.5 | 0.98
7736 | -2 | 0.99
7737 | -1 | 0.96
7738 | 0.7 | 0.92
7739 | 2.4 | 0.89
7740 | 4.1 | 0.86
7741 | 5.8 | 0.82
7742 | 7.5 | 0.78
7743 | 9.2 | 0.74
7744 | 7.6 | 0.8
7745 | 6 | 0.87
7746 | 4 | 0.93
7747 | 3 | 0.94
7748 | 2 | 0.95
7749 | 1 | 0.95
7750 | 1.7 | 0.92
7751 | 2.3 | 0.89
7752 | 3 | 0.86
7753 | 3 | 0.86
7754 | 3 | 0.86
7755 | 3 | 0.86
7756 | 3 | 0.9
7757 | 3 | 0.93
7758 | 3 | 0.86
7759 | 3.5 | 0.87
7760 | 4 | 0.88
7761 | 4.5 | 0.89
7762 | 8.4 | 0.62
7763 | 12.3 | 0.44
7764 | 16.2 | 0.31
7765 | 15.7 | 0.28
7766 | 15.3 | 0.26
7767 | 14.8 | 0.23
7768 | 12.7 | 0.23
7769 | 10.6 | 0.24
7770 | 8.5 | 0.28
7771 | 8.2 | 0.27
7772 | 8 | 0.32
7773 | 3 | 0.38
7774 | 1 | 0.43
7775 | -1 | 0.6
7776 | -1.8 | 0.7
7777 | -1.7 | 0.71
7778 | -1.5 | 0.72
7779 | -1.4 | 0.73
7780 | 0.8 | 0.68
7781 | 3 | 0.68
7782 | 3 | 0.67
7783 | 4 | 0.69
7784 | 9 | 0.57
7785 | 9.2 | 0.55
7786 | 10.7 | 0.49
7787 | 12.3 | 0.43
7788 | 13.8 | 0.38
7789 | 14 | 0.38
7790 | 14 | 0.38
7791 | 14 | 0.37
7792 | 12 | 0.37
7793 | 9.6 | 0.52
7794 | 7.2 | 0.7
7795 | 5.1 | 0.72
7796 | 3.1 | 0.73
7797 | 1 | 0.73
7798 | 0.9 | 0.7
7799 | 0.9 | 0.69
7800 | 0.8 | 0.71
7801 | 2.1 | 0.66
7802 | 3.5 | 0.64
7803 | 4.8 | 0.63
7804 | 6 | 0.55
7805 | 7 | 0.52
7806 | 5 | 0.59
7807 | 4.5 | 0.6
7808 | 3.9 | 0.66
7809 | 3.4 | 0.68
7810 | 5.6 | 0.61
7811 | 7.8 | 0.53
7812 | 10 | 0.47
7813 | 10 | 0.5
7814 | 10.5 | 0.51
7815 | 11 | 0.53
7816 | 9.3 | 0.6
7817 | 7.7 | 0.69
7818 | 6 | 0.8
7819 | 6.3 | 0.75
7820 | 6.7 | 0.7
7821 | 7 | 0.66
7822 | 6.6 | 0.69
7823 | 6.3 | 0.73
7824 | 5.9 | 0.76
7825 | 5.5 | 0.8
7826 | 5.2 | 0.84
7827 | 4.8 | 0.89
7828 | 3.9 | 0.91
7829 | 3 | 0.93
7830 | 3 | 0.93
7831 | 3 | 0.93
7832 | 3 | 0.93
7833 | 3 | 0.94
7834 | 3.5 | 0.93
7835 | 3.9 | 0.93
7836 | 4.4 | 0.93
7837 | 4.7 | 0.93
7838 | 5 | 0.93
7839 | 5.4 | 0.87
7840 | 5.2 | 0.88
7841 | 5 | 0.88
7842 | 4.8 | 0.89
7843 | 4.7 | 0.9
7844 | 4.7 | 0.9
7845 | 4.6 | 0.91
7846 | 4.6 | 0.91
7847 | 4.6 | 0.91
7848 | 4.6 | 0.91
7849 | 4.6 | 0.91
7850 | 4.6 | 0.9
7851 | 4.6 | 0.9
7852 | 4.8 | 0.88
7853 | 5 | 0.87
7854 | 4.6 | 0.9
7855 | 4.5 | 0.9
7856 | 4.5 | 0.91
7857 | 4.4 | 0.91
7858 | 4.6 | 0.91
7859 | 4.8 | 0.9
7860 | 5 | 0.9
7861 | 5.1 | 0.9
7862 | 5.1 | 0.9
7863 | 5.2 | 0.9
7864 | 5.3 | 0.9
7865 | 5.3 | 0.9
7866 | 5.4 | 0.9
7867 | 5.4 | 0.9
7868 | 5.4 | 0.91
7869 | 5.4 | 0.91
7870 | 4.7 | 0.92
7871 | 4 | 0.93
7872 | 4.4 | 0.91
7873 | 4.4 | 0.92
7874 | 4.4 | 0.93
7875 | 4.4 | 0.94
7876 | 5 | 0.93
7877 | 4.9 | 0.91
7878 | 4.8 | 0.89
7879 | 5 | 0.87
7880 | 6 | 0.81
7881 | 6.8 | 0.78
7882 | 6.5 | 0.79
7883 | 6.3 | 0.81
7884 | 6 | 0.82
7885 | 6.7 | 0.8
7886 | 7.3 | 0.78
7887 | 8 | 0.75
7888 | 7.3 | 0.78
7889 | 6.7 | 0.82
7890 | 6 | 0.85
7891 | 5.9 | 0.87
7892 | 5.9 | 0.88
7893 | 5.8 | 0.9
7894 | 5.3 | 0.9
7895 | 4.7 | 0.89
7896 | 4.2 | 0.88
7897 | 4.2 | 0.88
7898 | 4.2 | 0.88
7899 | 4.2 | 0.88
7900 | 4.1 | 0.91
7901 | 4 | 0.93
7902 | 4.2 | 0.89
7903 | 4 | 0.93
7904 | 4 | 0.93
7905 | 5 | 0.89
7906 | 5.7 | 0.87
7907 | 6.3 | 0.86
7908 | 7 | 0.84
7909 | 7 | 0.84
7910 | 7 | 0.84
7911 | 7 | 0.84
7912 | 6.7 | 0.84
7913 | 6.3 | 0.84
7914 | 6 | 0.84
7915 | 5.7 | 0.86
7916 | 5.5 | 0.87
7917 | 5.2 | 0.89
7918 | 5.2 | 0.88
7919 | 5.2 | 0.87
7920 | 5.2 | 0.86
7921 | 3.8 | 0.87
7922 | 2.4 | 0.89
7923 | 1 | 0.89
7924 | -0.5 | 0.91
7925 | -2 | 0.92
7926 | -1.8 | 0.89
7927 | -2 | 0.92
7928 | 0 | 0.92
7929 | 2 | 0.9
7930 | 4.5 | 0.82
7931 | 7.1 | 0.75
7932 | 9.6 | 0.68
7933 | 10.1 | 0.66
7934 | 10.5 | 0.65
7935 | 11 | 0.64
7936 | 7.8 | 0.72
7937 | 4.6 | 0.81
7938 | 1.4 | 0.9
7939 | 0.3 | 0.9
7940 | -0.7 | 0.91
7941 | -1.8 | 0.91
7942 | -2.2 | 1
7943 | -2.6 | 1
7944 | -3 | 1
7945 | 4 | 0.93
7946 | 4 | 0.93
7947 | 5 | 0.9
7948 | 5 | 0.88
7949 | 5 | 0.87
7950 | 5 | 0.86
7951 | 4 | 0.89
7952 | 3 | 0.93
7953 | 3.8 | 0.89
7954 | 5.7 | 0.82
7955 | 7.5 | 0.75
7956 | 9.4 | 0.68
7957 | 9.1 | 0.7
7958 | 8.9 | 0.71
7959 | 8.6 | 0.72
7960 | 7.8 | 0.77
7961 | 7 | 0.82
7962 | 6.2 | 0.88
7963 | 6.1 | 0.89
7964 | 5.9 | 0.91
7965 | 5.8 | 0.92
7966 | 5.8 | 0.92
7967 | 5.8 | 0.92
7968 | 5.8 | 0.92
7969 | 5.5 | 0.91
7970 | 5.3 | 0.91
7971 | 5 | 0.9
7972 | 4.9 | 0.9
7973 | 4.7 | 0.9
7974 | 4.6 | 0.9
7975 | 4.7 | 0.9
7976 | 4.7 | 0.89
7977 | 4.8 | 0.89
7978 | 5.1 | 0.89
7979 | 5.5 | 0.89
7980 | 5.8 | 0.89
7981 | 5.9 | 0.89
7982 | 6.1 | 0.89
7983 | 6.2 | 0.89
7984 | 5.9 | 0.9
7985 | 5.7 | 0.9
7986 | 5.4 | 0.91
7987 | 5.3 | 0.92
7988 | 5.1 | 0.92
7989 | 5 | 0.93
7990 | 4.7 | 0.93
7991 | 4.3 | 0.93
7992 | 4 | 0.93
7993 | 4.3 | 0.93
7994 | 4.5 | 0.93
7995 | 4.8 | 0.93
7996 | 4.8 | 0.92
7997 | 4.8 | 0.91
7998 | 4.8 | 0.9
7999 | 4.9 | 0.9
8000 | 4.9 | 0.91
8001 | 5 | 0.91
8002 | 6 | 0.93
8003 | 6.5 | 0.89
8004 | 7 | 0.86
8005 | 7 | 0.85
8006 | 7 | 0.84
8007 | 7 | 0.83
8008 | 6.5 | 0.85
8009 | 5.9 | 0.88
8010 | 5.4 | 0.9
8011 | 5.8 | 0.9
8012 | 5.4 | 0.91
8013 | 5.1 | 0.91
8014 | 4.5 | 0.91
8015 | 3.5 | 0.92
8016 | 2.1 | 0.92
8017 | 0.5 | 0.93
8018 | -1.1 | 0.94
8019 | -2.5 | 0.96
8020 | -3.6 | 0.97
8021 | -4.5 | 0.99
8022 | -5.4 | 1
8023 | -4.5 | 1
8024 | -3.3 | 1
8025 | -2.1 | 1
8026 | -0.8 | 0.97
8027 | 0.6 | 0.87
8028 | 2 | 0.79
8029 | 2.1 | 0.79
8030 | 2.3 | 0.79
8031 | 2.4 | 0.79
8032 | 2 | 0.81
8033 | 1.7 | 0.83
8034 | 1.3 | 0.85
8035 | 0.7 | 0.84
8036 | 0 | 0.84
8037 | -0.6 | 0.86
8038 | -1.2 | 0.86
8039 | -1.9 | 0.86
8040 | -2.5 | 0.85
8041 | -3 | 0.85
8042 | -3.6 | 0.85
8043 | -4.1 | 0.84
8044 | -4.6 | 0.83
8045 | -5.2 | 0.82
8046 | -5.7 | 0.81
8047 | -3.9 | 0.85
8048 | -2.1 | 0.88
8049 | -0.3 | 0.88
8050 | 2.1 | 0.73
8051 | 4.5 | 0.64
8052 | 6.9 | 0.55
8053 | 7.1 | 0.56
8054 | 7.2 | 0.58
8055 | 7.4 | 0.59
8056 | 4.9 | 0.66
8057 | 2.4 | 0.73
8058 | -0.1 | 0.84
8059 | -0.9 | 0.85
8060 | -1.7 | 0.86
8061 | -2.5 | 0.86
8062 | -2.5 | 0.86
8063 | -2.6 | 0.87
8064 | -2.6 | 0.87
8065 | -2.6 | 0.87
8066 | -2.5 | 0.86
8067 | -2.5 | 0.86
8068 | -2.7 | 0.86
8069 | -2.8 | 0.86
8070 | -3 | 0.86
8071 | -1.3 | 0.89
8072 | 0.3 | 0.91
8073 | 2 | 0.92
8074 | 4.6 | 0.76
8075 | 7.1 | 0.63
8076 | 9.7 | 0.52
8077 | 10 | 0.5
8078 | 10.3 | 0.48
8079 | 10.6 | 0.46
8080 | 7.5 | 0.55
8081 | 4.4 | 0.67
8082 | 1.3 | 0.82
8083 | 0.3 | 0.83
8084 | -0.6 | 0.85
8085 | -1.6 | 0.86
8086 | -2.1 | 0.87
8087 | -2.6 | 0.87
8088 | -3.1 | 0.88
8089 | -3.2 | 0.88
8090 | -3.2 | 0.88
8091 | -3.3 | 0.88
8092 | -3.3 | 0.89
8093 | -3.2 | 0.89
8094 | -3.2 | 0.9
8095 | -1.6 | 0.92
8096 | 0 | 0.92
8097 | 1.6 | 0.92
8098 | 4.6 | 0.74
8099 | 7.5 | 0.6
8100 | 10.5 | 0.49
8101 | 10.8 | 0.48
8102 | 11 | 0.47
8103 | 11.3 | 0.46
8104 | 7.8 | 0.55
8105 | 4.3 | 0.64
8106 | 0.8 | 0.79
8107 | 0.1 | 0.79
8108 | -0.6 | 0.84
8109 | -1.3 | 0.87
8110 | -1.6 | 0.88
8111 | -1.8 | 0.88
8112 | -2.1 | 0.88
8113 | -2.1 | 0.89
8114 | -2.2 | 0.89
8115 | -2.2 | 0.9
8116 | -1.7 | 0.9
8117 | -1.2 | 0.9
8118 | -0.7 | 0.91
8119 | -0.3 | 0.91
8120 | 0.1 | 0.89
8121 | 0.5 | 0.91
8122 | 3.7 | 0.77
8123 | 6.8 | 0.65
8124 | 10 | 0.55
8125 | 9.8 | 0.54
8126 | 9.6 | 0.54
8127 | 9.4 | 0.54
8128 | 6.2 | 0.62
8129 | 3.1 | 0.7
8130 | -0.1 | 0.83
8131 | -0.7 | 0.85
8132 | -1.3 | 0.87
8133 | -1.9 | 0.9
8134 | -2.4 | 0.9
8135 | -3 | 0.9
8136 | -3.5 | 0.9
8137 | -3.4 | 0.89
8138 | -3.3 | 0.89
8139 | -3.2 | 0.88
8140 | -2.7 | 0.87
8141 | -2.2 | 0.85
8142 | -1.7 | 0.84
8143 | -0.1 | 0.84
8144 | 1.5 | 0.83
8145 | 3.1 | 0.82
8146 | 6 | 0.64
8147 | 8.9 | 0.49
8148 | 11.8 | 0.38
8149 | 11.6 | 0.39
8150 | 11.4 | 0.4
8151 | 11.2 | 0.41
8152 | 9.2 | 0.49
8153 | 7.3 | 0.58
8154 | 5.3 | 0.7
8155 | 4.5 | 0.75
8156 | 3.6 | 0.8
8157 | 2.8 | 0.85
8158 | 2.6 | 0.86
8159 | 2.4 | 0.87
8160 | 2.2 | 0.89
8161 | 2.4 | 0.89
8162 | 2.5 | 0.89
8163 | 2.7 | 0.9
8164 | 3.1 | 0.91
8165 | 3.4 | 0.92
8166 | 3.8 | 0.93
8167 | 4.3 | 0.9
8168 | 4.9 | 0.88
8169 | 5.4 | 0.86
8170 | 6 | 0.81
8171 | 6.7 | 0.77
8172 | 7.3 | 0.74
8173 | 6.9 | 0.76
8174 | 6.4 | 0.78
8175 | 6 | 0.81
8176 | 5.5 | 0.84
8177 | 5.1 | 0.86
8178 | 4.6 | 0.89
8179 | 4.5 | 0.9
8180 | 4.4 | 0.92
8181 | 4.3 | 0.94
8182 | 3.8 | 0.94
8183 | 3.4 | 0.93
8184 | 2.9 | 0.92
8185 | 2.1 | 0.92
8186 | 1.2 | 0.92
8187 | 0.4 | 0.91
8188 | 0.5 | 0.91
8189 | 0.5 | 0.91
8190 | 0.6 | 0.91
8191 | 1.2 | 0.92
8192 | 1.8 | 0.92
8193 | 2.4 | 0.92
8194 | 2.6 | 0.92
8195 | 2.7 | 0.92
8196 | 2.9 | 0.92
8197 | 2.9 | 0.92
8198 | 2.8 | 0.92
8199 | 2.8 | 0.92
8200 | 2.8 | 0.92
8201 | 2.7 | 0.92
8202 | 2.7 | 0.92
8203 | 2.6 | 0.92
8204 | 2.4 | 0.92
8205 | 2.3 | 0.92
8206 | 2.3 | 0.92
8207 | 2.4 | 0.92
8208 | 2.4 | 0.92
8209 | 2.5 | 0.92
8210 | 2.6 | 0.92
8211 | 2.6 | 0.92
8212 | 2.6 | 0.92
8213 | 2.7 | 0.92
8214 | 2.7 | 0.92
8215 | 3 | 0.92
8216 | 3.4 | 0.91
8217 | 3.7 | 0.91
8218 | 4.5 | 0.88
8219 | 5.3 | 0.85
8220 | 6.1 | 0.83
8221 | 5.9 | 0.83
8222 | 5.8 | 0.84
8223 | 5.6 | 0.85
8224 | 5.1 | 0.86
8225 | 4.7 | 0.87
8226 | 4.2 | 0.88
8227 | 3.8 | 0.9
8228 | 3.3 | 0.91
8229 | 2.9 | 0.92
8230 | 2.2 | 0.92
8231 | 1.6 | 0.92
8232 | 0.9 | 0.91
8233 | 0.4 | 0.91
8234 | -0.1 | 0.91
8235 | -0.6 | 0.91
8236 | -0.3 | 0.91
8237 | -0.1 | 0.91
8238 | 0.2 | 0.91
8239 | 0.7 | 0.91
8240 | 1.2 | 0.92
8241 | 1.7 | 0.92
8242 | 2.2 | 0.92
8243 | 2.7 | 0.92
8244 | 3.2 | 0.92
8245 | 3.6 | 0.93
8246 | 4.1 | 0.94
8247 | 4.5 | 0.94
8248 | 4.5 | 0.94
8249 | 4.5 | 0.94
8250 | 4.5 | 0.94
8251 | 4.5 | 0.95
8252 | 4.6 | 0.97
8253 | 4.6 | 0.99
8254 | 5 | 0.95
8255 | 5.3 | 0.92
8256 | 5.6 | 0.89
8257 | 5.3 | 0.9
8258 | 4.9 | 0.9
8259 | 4.6 | 0.91
8260 | 4.4 | 0.91
8261 | 4.1 | 0.92
8262 | 3.8 | 0.92
8263 | 3.8 | 0.92
8264 | 3.7 | 0.92
8265 | 3.7 | 0.92
8266 | 5 | 0.84
8267 | 6.2 | 0.76
8268 | 7.5 | 0.7
8269 | 8.7 | 0.62
8270 | 10 | 0.54
8271 | 11.2 | 0.48
8272 | 8.8 | 0.46
8273 | 6.5 | 0.39
8274 | 4.1 | 0.36
8275 | 3.7 | 0.39
8276 | 3.4 | 0.45
8277 | 3 | 0.56
8278 | 3.4 | 0.54
8279 | 3.7 | 0.54
8280 | 4.1 | 0.57
8281 | 3.1 | 0.59
8282 | 2 | 0.63
8283 | 1 | 0.71
8284 | -0.7 | 0.74
8285 | -2.5 | 0.78
8286 | -4.2 | 0.82
8287 | -2.6 | 0.82
8288 | -1 | 0.81
8289 | 0.6 | 0.8
8290 | 3.8 | 0.56
8291 | 7.1 | 0.4
8292 | 10.3 | 0.3
8293 | 8.4 | 0.31
8294 | 6.5 | 0.34
8295 | 4.6 | 0.37
8296 | 2.8 | 0.4
8297 | 0.9 | 0.44
8298 | -1 | 0.55
8299 | -1.6 | 0.6
8300 | -2.3 | 0.65
8301 | -2.9 | 0.71
8302 | -2.3 | 0.68
8303 | -1.7 | 0.66
8304 | -1.1 | 0.63
8305 | -1.7 | 0.65
8306 | -2.2 | 0.66
8307 | -2.8 | 0.67
8308 | -1.6 | 0.68
8309 | -0.5 | 0.68
8310 | 0.7 | 0.68
8311 | 1.3 | 0.64
8312 | 2 | 0.62
8313 | 2.6 | 0.64
8314 | 3.6 | 0.54
8315 | 4.6 | 0.47
8316 | 5.6 | 0.45
8317 | 5.4 | 0.43
8318 | 5.3 | 0.45
8319 | 5.1 | 0.46
8320 | 5 | 0.48
8321 | 4.9 | 0.49
8322 | 4.7 | 0.53
8323 | 4.5 | 0.59
8324 | 4.2 | 0.66
8325 | 4 | 0.73
8326 | 3.6 | 0.78
8327 | 3.3 | 0.84
8328 | 2.9 | 0.9
8329 | 3 | 0.89
8330 | 3.1 | 0.89
8331 | 3.2 | 0.89
8332 | 3.1 | 0.9
8333 | 3.1 | 0.91
8334 | 3 | 0.92
8335 | 3.1 | 0.92
8336 | 3.1 | 0.92
8337 | 3.2 | 0.92
8338 | 3.5 | 0.92
8339 | 3.7 | 0.92
8340 | 4 | 0.92
8341 | 4.4 | 0.9
8342 | 4.7 | 0.89
8343 | 5.1 | 0.88
8344 | 4.9 | 0.89
8345 | 4.7 | 0.9
8346 | 4.5 | 0.92
8347 | 4.4 | 0.9
8348 | 4.3 | 0.89
8349 | 4.2 | 0.87
8350 | 3.7 | 0.88
8351 | 3.1 | 0.88
8352 | 2.6 | 0.89
8353 | 1.7 | 0.89
8354 | 0.8 | 0.9
8355 | -0.1 | 0.9
8356 | -0.5 | 0.9
8357 | -0.8 | 0.9
8358 | -1.2 | 0.9
8359 | -0.5 | 0.88
8360 | 0.3 | 0.84
8361 | 1 | 0.85
8362 | 2.4 | 0.82
8363 | 3.7 | 0.78
8364 | 5.1 | 0.75
8365 | 5.9 | 0.71
8366 | 6.6 | 0.67
8367 | 7.3 | 0.63
8368 | 6.4 | 0.7
8369 | 5.5 | 0.77
8370 | 4.6 | 0.86
8371 | 4.6 | 0.87
8372 | 4.5 | 0.88
8373 | 4.5 | 0.89
8374 | 4.8 | 0.89
8375 | 5.1 | 0.89
8376 | 5.4 | 0.89
8377 | 4.9 | 0.9
8378 | 4.4 | 0.92
8379 | 3.9 | 0.93
8380 | 2.9 | 0.93
8381 | 1.9 | 0.92
8382 | 0.9 | 0.91
8383 | 1 | 0.92
8384 | 1.1 | 0.92
8385 | 1.2 | 0.92
8386 | 3.4 | 0.83
8387 | 5.6 | 0.75
8388 | 7.8 | 0.68
8389 | 8.6 | 0.61
8390 | 9.5 | 0.55
8391 | 10.3 | 0.5
8392 | 8.4 | 0.6
8393 | 6.5 | 0.71
8394 | 4.6 | 0.85
8395 | 2.9 | 0.87
8396 | 1.2 | 0.87
8397 | -0.5 | 0.88
8398 | -1 | 0.87
8399 | -1.4 | 0.87
8400 | -1.9 | 0.86
8401 | -1.9 | 0.86
8402 | -1.9 | 0.86
8403 | -1.9 | 0.86
8404 | -3.1 | 0.87
8405 | -3.1 | 0.87
8406 | -3.1 | 0.87
8407 | -0.8 | 0.82
8408 | 1.5 | 0.75
8409 | 3.8 | 0.73
8410 | 6.4 | 0.54
8411 | 8.9 | 0.41
8412 | 11.5 | 0.33
8413 | 11.9 | 0.29
8414 | 12.2 | 0.28
8415 | 12.6 | 0.29
8416 | 9.4 | 0.37
8417 | 6.3 | 0.51
8418 | 3.1 | 0.72
8419 | 2 | 0.73
8420 | 0.9 | 0.77
8421 | -0.2 | 0.83
8422 | -0.4 | 0.83
8423 | -0.6 | 0.83
8424 | -0.8 | 0.84
8425 | -1.3 | 0.86
8426 | -1.8 | 0.88
8427 | -2.3 | 0.9
8428 | -2.6 | 0.9
8429 | -2.9 | 0.9
8430 | -3.2 | 0.9
8431 | -1.6 | 0.88
8432 | 0.1 | 0.83
8433 | 1.7 | 0.83
8434 | 4.2 | 0.71
8435 | 6.7 | 0.62
8436 | 9.2 | 0.54
8437 | 9.4 | 0.55
8438 | 9.7 | 0.56
8439 | 9.9 | 0.57
8440 | 7.2 | 0.65
8441 | 4.4 | 0.74
8442 | 1.7 | 0.84
8443 | 0.7 | 0.86
8444 | -0.2 | 0.88
8445 | -1.2 | 0.9
8446 | -0.6 | 0.9
8447 | 0 | 0.89
8448 | 0.6 | 0.91
8449 | 0.8 | 0.91
8450 | 1 | 0.92
8451 | 1.2 | 0.92
8452 | 0.6 | 0.91
8453 | 0.1 | 0.89
8454 | -0.5 | 0.91
8455 | 0.7 | 0.91
8456 | 1.9 | 0.91
8457 | 3.1 | 0.9
8458 | 4.4 | 0.82
8459 | 5.8 | 0.75
8460 | 7.1 | 0.69
8461 | 7.1 | 0.68
8462 | 7 | 0.68
8463 | 7 | 0.67
8464 | 6.7 | 0.69
8465 | 6.5 | 0.71
8466 | 6.2 | 0.73
8467 | 6.2 | 0.73
8468 | 6.1 | 0.73
8469 | 6.1 | 0.73
8470 | 6.2 | 0.71
8471 | 6.4 | 0.69
8472 | 6.5 | 0.67
8473 | 6.4 | 0.68
8474 | 6.3 | 0.69
8475 | 6.2 | 0.71
8476 | 4.8 | 0.74
8477 | 3.4 | 0.78
8478 | 2.1 | 0.82
8479 | 3.2 | 0.82
8480 | 4.3 | 0.81
8481 | 5.4 | 0.8
8482 | 6.8 | 0.72
8483 | 8.2 | 0.64
8484 | 9.6 | 0.58
8485 | 9.9 | 0.58
8486 | 10.1 | 0.59
8487 | 10.4 | 0.6
8488 | 10 | 0.62
8489 | 9.7 | 0.64
8490 | 9.4 | 0.67
8491 | 9 | 0.69
8492 | 8.6 | 0.72
8493 | 8.3 | 0.75
8494 | 8.1 | 0.78
8495 | 7.8 | 0.8
8496 | 7.6 | 0.83
8497 | 7.4 | 0.86
8498 | 7.1 | 0.9
8499 | 6.9 | 0.93
8500 | 4.7 | 1
8501 | 2.5 | 1
8502 | 0.3 | 1
8503 | 1.3 | 1
8504 | 2.3 | 1
8505 | 3.3 | 1
8506 | 4.8 | 1
8507 | 6.2 | 1
8508 | 7.7 | 0.9
8509 | 8 | 0.88
8510 | 8.3 | 0.86
8511 | 8.6 | 0.85
8512 | 8 | 0.87
8513 | 7.5 | 0.9
8514 | 6.9 | 0.93
8515 | 5.6 | 0.93
8516 | 4.3 | 0.93
8517 | 3 | 0.92
8518 | 3.2 | 0.89
8519 | 3.4 | 0.86
8520 | 3.6 | 0.82
8521 | 4.7 | 0.67
8522 | 5.9 | 0.52
8523 | 7 | 0.39
8524 | 4.5 | 0.36
8525 | 2 | 0.32
8526 | -0.5 | 0.31
8527 | 0.9 | 0.26
8528 | 2.4 | 0.27
8529 | 3.8 | 0.32
8530 | 5.9 | 0.23
8531 | 7.9 | 0.2
8532 | 10 | 0.17
8533 | 10 | 0.16
8534 | 10 | 0.14
8535 | 10 | 0.13
8536 | 6.1 | 0.19
8537 | 2.1 | 0.29
8538 | -1.8 | 0.51
8539 | -2.3 | 0.57
8540 | -2.7 | 0.65
8541 | -3.2 | 0.72
8542 | -3.4 | 0.72
8543 | -3.7 | 0.72
8544 | -3.9 | 0.72
8545 | -3.8 | 0.72
8546 | -3.7 | 0.71
8547 | -3.6 | 0.71
8548 | -4.1 | 0.71
8549 | -4.5 | 0.72
8550 | -5 | 0.72
8551 | -3.3 | 0.75
8552 | -1.6 | 0.76
8553 | 0.1 | 0.75
8554 | 2.7 | 0.58
8555 | 5.2 | 0.47
8556 | 7.8 | 0.4
8557 | 8 | 0.34
8558 | 8.1 | 0.3
8559 | 8.3 | 0.3
8560 | 5.1 | 0.36
8561 | 1.9 | 0.49
8562 | -1.3 | 0.72
8563 | -1.4 | 0.76
8564 | -1.6 | 0.81
8565 | -1.7 | 0.85
8566 | -2.6 | 0.86
8567 | -3.5 | 0.86
8568 | -4.4 | 0.86
8569 | -2.4 | 0.82
8570 | -0.5 | 0.77
8571 | 1.5 | 0.73
8572 | 1.6 | 0.74
8573 | 1.7 | 0.78
8574 | 1.8 | 0.83
8575 | 1.9 | 0.84
8576 | 2 | 0.85
8577 | 2.1 | 0.87
8578 | 2.5 | 0.85
8579 | 2.9 | 0.83
8580 | 3.3 | 0.81
8581 | 3.2 | 0.83
8582 | 3 | 0.86
8583 | 2.9 | 0.89
8584 | 2.7 | 0.84
8585 | 2.6 | 0.8
8586 | 2.4 | 0.76
8587 | 0.9 | 0.71
8588 | -0.6 | 0.71
8589 | -2.1 | 0.66
8590 | -2.6 | 0.69
8591 | -3 | 0.71
8592 | -3.5 | 0.74
8593 | -4.3 | 0.73
8594 | -5.2 | 0.72
8595 | -6 | 0.7
8596 | -5.8 | 0.7
8597 | -5.6 | 0.7
8598 | -5.4 | 0.71
8599 | -3 | 0.63
8600 | -0.6 | 0.57
8601 | 1.7 | 0.47
8602 | 4.1 | 0.44
8603 | 6.5 | 0.4
8604 | 8.9 | 0.38
8605 | 8.9 | 0.36
8606 | 8.9 | 0.36
8607 | 8.9 | 0.38
8608 | 6.5 | 0.41
8609 | 4.2 | 0.47
8610 | 1.8 | 0.57
8611 | 1.3 | 0.56
8612 | 0.9 | 0.6
8613 | 0.4 | 0.63
8614 | 0 | 0.67
8615 | -0.5 | 0.75
8616 | -0.9 | 0.8
8617 | -1.9 | 0.82
8618 | -2.9 | 0.84
8619 | -3.8 | 0.85
8620 | -4.1 | 0.85
8621 | -4.4 | 0.86
8622 | -4.7 | 0.86
8623 | -2.6 | 0.78
8624 | -0.5 | 0.7
8625 | 1.6 | 0.62
8626 | 3.9 | 0.5
8627 | 6.1 | 0.4
8628 | 8.4 | 0.33
8629 | 8.3 | 0.32
8630 | 8.1 | 0.31
8631 | 8 | 0.3
8632 | 7.3 | 0.31
8633 | 6.7 | 0.31
8634 | 6 | 0.31
8635 | 5.4 | 0.33
8636 | 4.9 | 0.35
8637 | 4.3 | 0.37
8638 | 3.4 | 0.39
8639 | 2.5 | 0.41
8640 | 1.5 | 0.44
8641 | 0.7 | 0.43
8642 | -0.1 | 0.47
8643 | -1 | 0.46
8644 | -1.5 | 0.46
8645 | -2 | 0.46
8646 | -2.5 | 0.47
8647 | -0.4 | 0.44
8648 | 1.7 | 0.38
8649 | 3.8 | 0.36
8650 | 6.2 | 0.29
8651 | 8.6 | 0.22
8652 | 11.1 | 0.18
8653 | 10.7 | 0.17
8654 | 10.4 | 0.16
8655 | 10 | 0.16
8656 | 9 | 0.16
8657 | 7.9 | 0.17
8658 | 6.9 | 0.17
8659 | 3.4 | 0.22
8660 | 0 | 0.34
8661 | -3.5 | 0.47
8662 | -4.3 | 0.52
8663 | -5 | 0.58
8664 | -5.8 | 0.65
8665 | -6.3 | 0.67
8666 | -6.7 | 0.7
8667 | -7.2 | 0.72
8668 | -7.7 | 0.75
8669 | -8.2 | 0.78
8670 | -8.7 | 0.81
8671 | -6.4 | 0.82
8672 | -4 | 0.8
8673 | -1.7 | 0.76
8674 | 1.1 | 0.5
8675 | 4 | 0.35
8676 | 6.8 | 0.27
8677 | 6.6 | 0.24
8678 | 6.5 | 0.24
8679 | 6.3 | 0.28
8680 | 3.8 | 0.32
8681 | 1.3 | 0.4
8682 | -1.2 | 0.58
8683 | -1.5 | 0.63
8684 | -1.7 | 0.68
8685 | -2 | 0.73
8686 | -2.8 | 0.76
8687 | -3.6 | 0.79
8688 | -4.4 | 0.83
8689 | -5.5 | 0.84
8690 | -6.5 | 0.85
8691 | -7.6 | 0.85
8692 | -8 | 0.86
8693 | -8.3 | 0.87
8694 | -8.7 | 0.88
8695 | -7.2 | 0.89
8696 | -5.8 | 0.9
8697 | -4.3 | 0.89
8698 | -1 | 0.65
8699 | 2.2 | 0.46
8700 | 5.5 | 0.38
8701 | 5.2 | 0.35
8702 | 5 | 0.34
8703 | 4.7 | 0.38
8704 | 2.5 | 0.42
8705 | 0.3 | 0.51
8706 | -1.9 | 0.69
8707 | -3.1 | 0.74
8708 | -4.4 | 0.79
8709 | -5.6 | 0.85
8710 | -5.8 | 0.86
8711 | -6.1 | 0.86
8712 | -6.3 | 0.87
8713 | -6.3 | 0.87
8714 | -6.4 | 0.87
8715 | -6.4 | 0.87
8716 | -6.2 | 0.88
8717 | -6.1 | 0.88
8718 | -5.9 | 0.89
8719 | -5.7 | 0.89
8720 | -5.4 | 0.89
8721 | -5.2 | 0.89
8722 | -1.4 | 0.66
8723 | 2.4 | 0.47
8724 | 6.2 | 0.41
8725 | 6.1 | 0.38
8726 | 6.1 | 0.38
8727 | 6 | 0.42
8728 | 3.8 | 0.45
8729 | 1.5 | 0.53
8730 | -0.7 | 0.68
8731 | 6 | 0.42
8732 | 1.5 | 0.53
8733 | -3 | 0.82
8734 | -3.6 | 0.83
8735 | -4.1 | 0.85
8736 | -4.7 | 0.87
8737 | -4 | 0.88
8738 | -3.3 | 0.89
8739 | -2.6 | 0.9
8740 | -1.6 | 0.87
8741 | -0.7 | 0.84
8742 | 0.3 | 0.81
8743 | 0.6 | 0.8
8744 | 0.9 | 0.82
8745 | 1.2 | 0.83
8746 | 1.8 | 0.79
8747 | 2.5 | 0.75
8748 | 3.1 | 0.72
8749 | 3 | 0.64
8750 | 2.8 | 0.59
8751 | 2.7 | 0.56
8752 | 2.1 | 0.63
8753 | 1.5 | 0.73
8754 | 0.9 | 0.86
8755 | 0.7 | 0.83
8756 | 0.7 | 0.81
8757 | 0.7 | 0.81
8758 | 0.7 | 0.83
8759 | 0.8 | 0.86
8760 | 0 | 0